## Sheet1
EquipmentID | WICM ID | Description | ManufacturerID | ModelID | AssetType | WICM CLASS
EQP0000102 | ACPSC36351 | CENT.POLYMER PMP#1 SPEED CONTR | AC TECH | M12220SC | STATIONARY | RSDL
EQP0000103 | ACPSC36352 | CENT.POLYMER PMP#2 SPEED CONTR | AC TECH | M12220SC | STATIONARY | RSDL
EQP0000104 | ACPSC36353 | CENT.POLYMER PMP#3 SPEED CONTR | AC TECH | DL12020C | STATIONARY | RSDL
EQP0000105 | AEAIT235 | CHLORINE ANALYZER MANGAN.REMOV | HACH COMPANY | CL17 | STATIONARY | RSDL
EQP0000125 | AIT0101 | CONDUCTIVITY ANALYZER | HACH COMPANY | PRO-E3A1N2E-7 | STATIONARY | CHPS
EQP0000129 | AIT1055 | TURB. ANALYZER, RO FEED WATER | HACH COMPANY | 1720D | STATIONARY | BGWF
EQP0000130 | AIT1060 | FEED WATER CONDUCTIVITY ANALYZ | GLI DIVISION OF | MODEL 63 | STATIONARY | BGWF
EQP0000131 | AIT1080 | PH ANALYZER, RO FEED WATER | GLI DIVISION OF | P672P3-F-1-CO-N | STATIONARY | BGWF
EQP0000138 | AIT1280 | ANALYZER, CLEANING SYST PH | GLI DIVISION OF | P672P3-F-1-CO-N | STATIONARY | BGWF
EQP0000141 | AIT1310 | PERMEATE WTR CONDUTIV ANALYZER | GLI DIVISION OF | MODEL 63 | STATIONARY | BGWF
EQP0000146 | AIT1330 | ANALYZER, PERMEATE TURBIDITY | HACH COMPANY | 1720D | STATIONARY | BGWF
EQP0000147 | AIT1340 | ANALYZER, PERMEATE WATER PH | GLI DIVISION OF | P672P3-F-1-CO-N | STATIONARY | BGWF
EQP0000207 | AIT1440 | ANALYZER, TOTAL CONCENTR. ORP | GLI DIVISION OF | 672R | STATIONARY | BGWF
EQP0000225 | AIT2040 | ANALYZER, RO FINISHED H2O PH | HACH COMPANY | SC100 TRANSMIT | STATIONARY | BGWF
EQP0000226 | AIT2050 | FINISHED WTR CONDUCTIV ANALYZE | GLI DIVISION OF | MODEL 63 | STATIONARY | BGWF
EQP0000227 | AIT3111 | DECANT TANK#11 TURBIDIMETER | HACH COMPANY | 1720D | STATIONARY | RSDL
EQP0000228 | AIT3113 | DECANT TANK#13 TURBIDIMETER | HACH COMPANY | 1720D | STATIONARY | RSDL
EQP0000229 | AIT3601 | PRE TANK FREE CL2 ANALYZER | HACH COMPANY | CL17 | STATIONARY | YCWS
EQP0000230 | AIT3602 | POST TANK FREE CL2 ANALYZER | HACH COMPANY | CL17 | STATIONARY | YCWS
EQP0000231 | AIT3603 | PRE TANK FREE CL2 ANALYZER | HACH COMPANY | CL17 | STATIONARY | YCWS
EQP0000232 | AIT3604 | POST TANK FREE CL2 ANALYZER | HACH COMPANY | CL17 | STATIONARY | YCWS
EQP0000268 | AIT432819N | GEN #1 HIGH CONC OZONE ANALYZE | BMT MESSTECHNIC | BMT964C | STATIONARY | HMP4
EQP0000270 | AIT432820N | GEN #2 HIGH CONC OZONE ANALYZE | BMT MESSTECHNIC | BMT964C | STATIONARY | HMP4
EQP0000272 | AIT432821N | GEN #3 HIGH CONC OZONE ANALYZE | BMT MESSTECHNIC | BMT964C | STATIONARY | HMP4
EQP0000295 | AIT6201 | CHLORINE RESIDUAL ANALYZER | HACH COMPANY | CL17 | STATIONARY | MLPS
EQP0000296 | AIT6401 | CHLORINE RESIDUAL ANALYZER | HACH COMPANY | CL17 | STATIONARY | UYPS
EQP0000297 | AIT7001 | TOTAL CHLORINE ANALYZER | GLI DIVISION OF | CL 17 | STATIONARY | LANF
EQP0000298 | AIT7002 | CONDUCTIVITY ANALYZER | GLI DIVISION OF | C53A2A1N | STATIONARY | LANF
EQP0000299 | AIT7003 | PH ANALYZER | GLI DIVISION OF | P53A2A1N | STATIONARY | LANF
EQP0000300 | AIT7004 | TURBIDITY ANALYZER | GLI DIVISION OF | 1720 D | STATIONARY | LANF
EQP0000301 | AIT7005 | TOC ANALYZER | GLI DIVISION OF | H-6195-1040 AS | STATIONARY | LANF
EQP0000302 | AIT7101 | LOW RANGE TURBIDIMETER 1720E | HACH COMPANY | 1720E | STATIONARY | ABMV
EQP0000303 | AIT7102 | CHLORINE RESIDUAL ANALYZER | HACH COMPANY | CL17 | STATIONARY | ABMV
EQP0000304 | AIT7103 | PH ANALYZER | HACH COMPANY | SC100 XMITTER/D | STATIONARY | ABMV
EQP0000305 | AIT9001 | CHLORINE ANALYZER | HACH COMPANY | CL17 | STATIONARY | DSMS
EQP0000306 | DCPSC36151 | THICK.POLYM.PMP#1 SPEED CONTRO | WARNER ELECTRIC | BRONCO II MODEL | STATIONARY | RSDL
EQP0000307 | DCPSC36152 | THICK.POLYM.PMP#2 SPEED CONTRO | WARNER ELECTRIC | BRONCO II MODEL | STATIONARY | RSDL
EQP0000308 | DCPSC36153 | THICK.POLYM.PMP#3 SPEED CONTRO | WARNER ELECTRIC | BRONCO II MODEL | STATIONARY | RSDL
EQP0000309 | DCPSC36354 | THICK.POLYM.PUMP#4 SPEED CONTR | WARNER ELECTRIC | BRONCO II B 169 | STATIONARY | RSDL
EQP0000310 | DCPSC36355 | THICK.POLYM.PUMP#5 SPEED CONTR | WARNER ELECTRIC | BRONCO II B 169 | STATIONARY | RSDL
EQP0000311 | DCPSC82501 | CONTRL, ANTI SCAL #1 PMP SPEED | FINCOR ELECTRON | 2611BPO | STATIONARY | BGWF
EQP0000312 | DCPSC82502 | CONTRL, ANTI SCAL #2 PMP SPEED | FINCOR ELECTRON | 2611BPO | STATIONARY | BGWF
EQP0000313 | DEQ21643 | LEVEL SENSOR, MONT. WELL LH3U | IN SITU INC | PXD-261 | STATIONARY | BGWF
EQP0000314 | DEQ21644 | LEVEL SENSOR, MONT. WELL LH3M | GLOBAL WATER IN | WL400 | STATIONARY | BGWF
EQP0000315 | DEQ21645 | LEVEL SENSOR, MONT. WELL LH3M | GLOBAL WATER IN | WL400 | STATIONARY | BGWF
EQP0000316 | DEQ21647 | LEVEL SENSOR, MONT. WELL LH3U | IN SITU INC | PXD-261 | STATIONARY | BGWF
EQP0000317 | DEQ21653 | LEVEL SENSOR,LH1M MONIT WELL | IN SITU INC | PXD-261 | STATIONARY | BGWF
EQP0000318 | DEQ21654 | LEVEL SENSOR, LH1U MONT WELL | IN SITU INC | PXD-261 | STATIONARY | BGWF
EQP0000319 | DEQ21655 | LEVEL SENSOR, MONT WELL LH2M | IN SITU INC | PXD-261 | STATIONARY | BGWF
EQP0000320 | DEQ21656 | LEVEL SENSOR, MONT WELL LH2U | IN SITU INC | PXD-261 | STATIONARY | BGWF
EQP0000321 | DEQ21657 | LEVEL SENSOR LH 7/11 MONT WELI | PRESSURE SYSTEM | KPSI 720S140A01 | STATIONARY | BGWF
EQP0000322 | DEQ21658 | LEVEL SENSOR LH 7/11 MONT WELI | GLOBAL WATER IN | WL400-250 | STATIONARY | BGWF
EQP0000327 | DPS0101 | PUMP 1 DISCHARGE VALVE CONTROL | MERCOID | DPA-7033-153-64 | STATIONARY | CHPS
EQP0000328 | DPS0102 | PUMP 2 DISCHARGE VALVE CONTROL | MERCOID | DPA-7033-153-64 | STATIONARY | CHPS
EQP0000329 | DPS0103 | PUMP 3 DISCHARGE VALVE CONTROL | MERCOID | DPA-703-3153-64 | STATIONARY | CHPS
EQP0000330 | DPS0104 | PUMP 4 DISCHARGE VALVE CONTROL | MERCOID | DPA-703-3153-64 | STATIONARY | CHPS
EQP0000331 | DPS0105 | PUMP 5 DISCHARGE VALVE CONTROL | MERCOID | DPA-703-3153-64 | STATIONARY | CHPS
EQP0000332 | DPS0106 | PUMP 6 DISCHARGE VALVE CONTROL | MERCOID | DPA-703-3153-64 | STATIONARY | CHPS
EQP0000333 | DPS6401 | DIFF.PRESSURE SWITCH PUMP # 1 | MERCOID | DA 31-3-64 | STATIONARY | UYPS
EQP0000334 | DPS6402 | DIFF.PRESSURE SWITCH PUMP # 2 | MERCOID | DA 31-3-64 | STATIONARY | UYPS
EQP0000335 | DPS6403 | DIFF.PRESSURE SWITCH PUMP # 3 | MERCOID | DA 31-3-64 | STATIONARY | UYPS
EQP0000336 | DP11100C | RW FILTER DIFFER.PRESS.INDICAT | BARTON | 227-C | STATIONARY | BGWF
EQP0000337 | DP112351 | DIFFER.PRESSURE INDIC.STAGE 2 | BARTON | 227-C | STATIONARY | BGWF
EQP0000338 | DP112352 | DIFFER.PRESSURE INDIC.STAGE 2 | BARTON | 227-C | STATIONARY | BGWF
EQP0000339 | DP112353 | DIFFER.PRESSURE INDIC.STAGE 2 | BARTON | 227-C | STATIONARY | BGWF
EQP0000354 | ECP36151 | THICK.POLYM.PMPS CON.PANEL LH | ALLIED COLLOIDS | NA | STATIONARY | RSDL
EQP0000355 | ECP36351 | CENTR.POLYM.PMPS CONTRO.PANEL | ALLIED COLLOIDS | NA | STATIONARY | RSDL
EQP0000356 | ECP36352 | THICK.POLYM.PMPS CONTRO.PANEL | ALLIED COLLOIDS | NA | STATIONARY | RSDL
EQP0000410 | FEFIT31213 | FILT#1 OUTLET FLOW MAG FLWMTR | FOXBORO IMT | G304A-S188-THJ- | STATIONARY | RSDL
EQP0000411 | FEFIT31223 | FILT#2 OUTLET FLOW MAG FLWMTR | FOXBORO IMT | G304A-S188-THJ- | STATIONARY | RSDL
EQP0000412 | FEFIT31230 | FILTERS BW INLET MAG FLWMETER | FOXBORO IMT | 9306A-S188-THJ- | STATIONARY | RSDL
EQP0000413 | FEFIT42651 | SOD.HYPO MAG FLW MTR TR# 1 PRE | ROSEMOUNT ANALY | 8712ESR1A1N0M4Q | STATIONARY | HMP4
EQP0000414 | FEFIT42652 | SOD.HYPO MAG FLW MTR TR#1 POST | ROSEMOUNT ANALY | 8712ESR1A1N0M4Q | STATIONARY | HMP4
EQP0000415 | FEFIT42653 | SOD.HYPO MAG FLW MTR TR# 2 PRE | ROSEMOUNT ANALY | 8711AHA30FR1N | STATIONARY | HMP4
EQP0000416 | FEFIT42654 | SOD.HYPO MAG FLW MTR TR#2 POST | ROSEMOUNT ANALY | 8711AHA30FR1N | STATIONARY | HMP4
EQP0000420 | FIHK6101 | FLOW CONTROLLER | CLA-VAL CO. | 131VC-3T | STATIONARY | CPPS
EQP0000427 | FITQ1070 | FLOW TRANSMITTER, RO FEED H2O | FOXBORO IMT | IMT25-IDADB10M- | STATIONARY | BGWF
EQP0000428 | FITQ1420 | TOTAL CONCENTR. MAG FLOWMETER | FOXBORO IMT | IMT25-IDADB10M- | STATIONARY | BGWF
EQP0000429 | FITQ1420N | TOTAL CONCENTR. MAG FLOWMETER | ROSEMOUNT ANALY | 8750WA12..HM4SA | STATIONARY | BGWF
EQP0000430 | FIT0101 | MAGNETIC FLOWMETER TRAIN # 1 |  |  | STATIONARY | CHPS
EQP0000431 | FIT0102 | MAGNETIC FLOWMETER TRAIN # 2 |  |  | STATIONARY | CHPS
EQP0000432 | FIT010401A | FLOW TRANSMITTER, LH2U | FOXBORO IMT | IMT25-IDADB10M- | STATIONARY | BGWF
EQP0000433 | FIT010401B | FLOW TRANSMITTER, LH2M | FOXBORO IMT | IMT25-IDADB10M- | STATIONARY | BGWF
EQP0000434 | FIT010402A | FLOW TRANSMITTER, LH1U | FOXBORO IMT | IMT25-IDADB10M- | STATIONARY | BGWF
EQP0000435 | FIT010402B | FLOW TRANSMITTER, LH3M | FOXBORO IMT | IMT25-IDADB10M- | STATIONARY | BGWF
EQP0000436 | FIT010403A | FLOW TRANSMITTER, LH3U | FOXBORO IMT | IMT25-IDADB10M- | STATIONARY | BGWF
EQP0000437 | FIT010403B | FLOW TRANSMITTER, LH1M | FOXBORO IMT | IMT25-IDADB10M- | STATIONARY | BGWF
EQP0000438 | FIT0201 | MAGNETIC FLWMETER STATION FLOW | ROSEMOUNT ANALY | 8712C | STATIONARY | DCPS
EQP0000439 | FIT0301 | DP FLOW TRANSMITTER | ROSEMOUNT ANALY | 1151DP5J22M3B2 | STATIONARY | LCPS
EQP0000446 | FIT12601A | FLOW TRANS. SKID 1 STG 2 PERM | ROSEMOUNT ANALY | 1151DP5S73..3R1 | STATIONARY | BGWF
EQP0000447 | FIT12601B | FLOW TRANS. SKID 1 TOTAL PERM | ROSEMOUNT ANALY | 1151DP5S73..3R1 | STATIONARY | BGWF
EQP0000448 | FIT12602A | FLOW TRANS. SKID 2 STG 2 PERM | ROSEMOUNT ANALY | 1151DP5S73..3R1 | STATIONARY | BGWF
EQP0000449 | FIT12602B | FLOW TRANS. SKID 2 TOTAL PERM | ROSEMOUNT ANALY | 1151DP5S73..3R1 | STATIONARY | BGWF
EQP0000450 | FIT12603A | FLOW TRANS. SKID 3 STG 2 PERM | ROSEMOUNT ANALY | 1151DP5S73..3R1 | STATIONARY | BGWF
EQP0000451 | FIT12603B | FLOW TRANS. SKID 3 TOTAL PERM | ROSEMOUNT ANALY | 1151DP5S73..3R1 | STATIONARY | BGWF
EQP0000452 | FIT12701 | FLOW TRANS. SKID 1 CONCENTRATE | ROSEMOUNT ANALY | 1151DP5S73..3R1 | STATIONARY | BGWF
EQP0000453 | FIT12702 | FLOW TRANS. SKID 2 CONCENTRATE | ROSEMOUNT ANALY | 1151DP5S73..3R1 | STATIONARY | BGWF
EQP0000454 | FIT12703 | FLOW TRANS. SKID 3 CONCENTRATE | ROSEMOUNT ANALY | 1151DP5S73..3R1 | STATIONARY | BGWF
EQP0000460 | FIT14091N | FILTER 1 EFFLUENT FLOWMETER | ROSEMOUNT ANALY | 3051CD2A02A1AM5 | STATIONARY | HMP4
EQP0000461 | FIT14092N | FILTER 2 EFFLUENT FLOWMETER | ROSEMOUNT ANALY | 3051CD2A02A1AM5 | STATIONARY | HMP4
EQP0000462 | FIT14093N | FILTER 3 EFFLUENT FLOWMETER | ROSEMOUNT ANALY | 3051CD2A02A1AM5 | STATIONARY | HMP4
EQP0000463 | FIT14094N | FILTER 4 EFFLUENT FLOWMETER | ROSEMOUNT ANALY | 3051CD2A02A1AM5 | STATIONARY | HMP4
EQP0000464 | FIT14095N | FILTER 5 EFFLUENT FLOWMETER | ROSEMOUNT ANALY | 3051CD2A02A1AM5 | STATIONARY | HMP4
EQP0000465 | FIT14096N | FILTER 6 EFFLUENT FLOWMETER | ROSEMOUNT ANALY | 3051CD2A02A1AM5 | STATIONARY | HMP4
EQP0000466 | FIT14097N | FILTER 7 EFFLUENT FLOWMETER | ROSEMOUNT ANALY | 3051CD2A02A1AM5 | STATIONARY | HMP4
EQP0000467 | FIT14098N | FILTER 8 EFFLUENT FLOWMETER | ROSEMOUNT ANALY | 3051CD2A02A1AM5 | STATIONARY | HMP4
EQP0000507 | FIT261 | CLAMP ON ULTRASONIC FLOWMETER | SIEMENS | SITRANS F-FUS10 | STATIONARY | SCPS
EQP0000508 | FIT263 | BISULFATE CORIOLIS MASS FLWMTR | KROHNE | OPTIMASS 3300C- | STATIONARY | RSDL
EQP0000509 | FIT264 | SODIUM HYPOCHL. MAG. FLOWMETER | KROHNE | OPTIFLUX 4300C | STATIONARY | RSDL
EQP0000511 | FIT305 | HRSD FLOW MAGNETIC FLOWMETER | KROHNE | OPTIFLUX 4300C | STATIONARY | RSDL
EQP0000512 | FIT318 | THICKENED SLUDGE MAG FLOWMETER | KROHNE | ICF300 WCG30011 | STATIONARY | RSDL
EQP0000513 | FIT319 | DECANT FLOW MAG FLOWMETER | FISCHER PORTER | 65AE19PL21AW31K | STATIONARY | RSDL
EQP0000514 | FIT322 | SLUDGE FLOW MAG FLOWMETER |  |  | STATIONARY | RSDL
EQP0000515 | FIT351HM | SEWAGE MAGNETIC FLOWMETER HRSD | ROSEMOUNT ANALY | 8750WA12..HM4DA | STATIONARY | HMP4
EQP0000517 | FIT3601 | WELL FLOW MAGNETIC FLOWMETER | KROHNE | IFC010 D/OPTIF | STATIONARY | YCWS
EQP0000518 | FIT3602 | SYSTEM FLOW MAGNETIC FLOWMETER | KROHNE | IFC010 D/OPTIF | STATIONARY | YCWS
EQP0000519 | FIT3603 | WELL FLOW MAGNETIC FLOWMETER | KROHNE | IFC010 D/OPTIF | STATIONARY | YCWS
EQP0000520 | FIT3604 | SYSTEM FLOW MAGNETIC FLOWMETER | KROHNE | IFC010 D/OPTIF | STATIONARY | YCWS
EQP0000521 | FIT3605 | S.HYPO POST TANK MAG FLOWMETER | KROHNE | IFC020 D/OPTIF | STATIONARY | YCWS
EQP0000522 | FIT3606 | S.HYPO PRE TANK MAG. FLOWMETER | SIEMENS | SITRANS F M MAG | STATIONARY | YCWS
EQP0000523 | FIT3607 | S.HYPO PRE TANK MAG. FLOWMETER | SIEMENS | SITRANS F M MAG | STATIONARY | YCWS
EQP0000524 | FIT365 | MAG FLOWMETER, EQ BASIN FLOW |  |  | STATIONARY | RSDL
EQP0000525 | FIT3691 | MAG FLOWMETER,THICKENER#2 FLOW | KROHNE | IFC020 F/D/HART | STATIONARY | RSDL
EQP0000526 | FIT3692 | MAG FLOWMETER,THICKENER#1 FLOW |  |  | STATIONARY | RSDL
EQP0000579 | FIT523626 | RSDL HEAD TANK INLET FLOW | ROSEMOUNT ANALY | 8712DR12N0M4DA1 | STATIONARY | RSDL
EQP0000580 | FIT523627 | RSDL HEAD TANK OVERFLOW FLOW | MILLTRONICS | MULTIRANGER PLU | STATIONARY | RSDL
EQP0000581 | FIT5236311 | CENTRIFUGE #1 FEED MAGFLOWMTR |  |  | STATIONARY | RSDL
EQP0000582 | FIT5236312 | CENTRIFUGE #2 FEED MAGFLOWMTR | ROSEMOUNT ANALY | 8750WA12...CA1N | STATIONARY | RSDL
EQP0000583 | FIT6101 | DP DISCHARGE FLOW TRANSMITTER | ROSEMOUNT ANALY | 1151DPJ22M3B2 | STATIONARY | CPPS
EQP0000584 | FIT6201 | DP DISCHARGE FLOWMETER | FISCHER PORTER | 50DPF110-3-BVV | STATIONARY | MLPS
EQP0000585 | FIT6401 | DISCHARGE DP FLOW TRANSMITTER | ROSEMOUNT ANALY | 1151DP4J12B2 | STATIONARY | UYPS
EQP0000586 | FIT6402 | TANK INLET DP FLOW TRANSMITTER | ROSEMOUNT ANALY | 1151DP4J12B2 | STATIONARY | UYPS
EQP0000587 | FIT7001 | FLOW TRANSMITTER | ROSEMOUNT ANALY | 1151DP5J22M3B2 | STATIONARY | LANF
EQP0000590 | FI3601 | WELL FLOW INDICATOR | PRECISION DIGIT | PD690-3-N | STATIONARY | YCWS
EQP0000591 | FI3602 | SYSTEM FLOW INDICATOR | PRECISION DIGIT | PD690-3-N | STATIONARY | YCWS
EQP0000592 | FI3603 | WELL FLOW INDICATOR | PRECISION DIGIT | PD690-3-N | STATIONARY | YCWS
EQP0000593 | FI3604 | SYSTEM FLOW INDICATOR | PRECISION DIGIT | PD690-3-N | STATIONARY | YCWS
EQP0000594 | FI5136121 | WTR TO POLYMER PMP#1 FLW INDIC | WALLACE & TIERN | 521B22108XX1B41 | STATIONARY | RSDL
EQP0000595 | FI5136122 | WTR TO POLYMER PMP#2 FLW INDIC | WALLACE & TIERN | 521B22108XX1B41 | STATIONARY | RSDL
EQP0000596 | FI5136123 | WTR TO POLYMER PMP#3 FLW INDIC | WALLACE & TIERN | 521B22108XX1B41 | STATIONARY | RSDL
EQP0000597 | FI5236351 | WTR FLOW TO CENTRI.POLY.PUMP#1 | WALLACE & TIERN | 5210B22112XX1C4 | STATIONARY | RSDL
EQP0000598 | FI5236352 | WTR FLOW TO CENTRI.POLY.PUMP#2 | WALLACE & TIERN | 5210B22112XX1C4 | STATIONARY | RSDL
EQP0000599 | FI5236353 | WTR FLOW TO CENTRI.POLY.PUMP#3 | WALLACE & TIERN | 5210B22112XX1C4 | STATIONARY | RSDL
EQP0000600 | FI523637 | WTR FLOW TO THICKEN.POLY.PUMPS | WALLACE & TIERN | 5210B22112XX1C4 | STATIONARY | RSDL
EQP0000601 | FI5236391 | CENTR.#1 OIL FLW TO LEFT BEARI | UNIVERSAL FLOW | 005GLM-4L-200V9 | STATIONARY | RSDL
EQP0000602 | FI5236391A | CENTR.#1 OIL FLW TO RIGHT BEAR | UNIVERSAL FLOW | 005GLM-4L-200V9 | STATIONARY | RSDL
EQP0000603 | FI5236392 | CENTR.#2 OIL FLW TO LEFT BEARI | UNIVERSAL FLOW | 005GLM-4L-200V9 | STATIONARY | RSDL
EQP0000604 | FI5236392A | CENTR.#2 OIL FLW TO RIGHT BEAR | UNIVERSAL FLOW | 005GLM-4L-200V9 | STATIONARY | RSDL
EQP0000607 | FSV10101A | FLOW SWITCH | W.E. ANDERSON V | V6EPB-SS5FS | STATIONARY | BGWF
EQP0000608 | FSV10101B | FLOW SWITCH | W.E. ANDERSON V | V6EPB-SS5FS | STATIONARY | BGWF
EQP0000609 | FSV10102A | FLOW SWITCH | W.E. ANDERSON V | V6EPB-SS5FS | STATIONARY | BGWF
EQP0000610 | FSV10102B | FLOW SWITCH | W.E. ANDERSON V | V6EPB-SS60 | STATIONARY | BGWF
EQP0000611 | FSV10103A | FLOW SWITCH | W.E. ANDERSON V | V6EPB-SS60 | STATIONARY | BGWF
EQP0000612 | FSV10103B | FLOW SWITCH | W.E. ANDERSON V | V6EPB-SS60 | STATIONARY | BGWF
EQP0000613 | FT8210 | FLOW TRANSMITTER, ANTI SCALANT | MAX MACHINERY I | 234 100 | STATIONARY | BGWF
EQP0000614 | IC6201 | BATTERY CHARGER CONTROLS | SAF-NIFE | 5LR24-20 | STATIONARY | MLPS
EQP0000631 | LELIT42504 | SOD.HYPO.STORAGE TANK# 4 LEVEL | SIEMENS | MULTIRANGER 200 | STATIONARY | HMP4
EQP0000632 | LELIT42505 | SOD.HYPO.STORAGE TANK# 5 LEVEL | SIEMENS | MULTIRANGER 200 | STATIONARY | HMP4
EQP0000633 | LELIT4257 | SODIUM HYPOCHLO.DAY TANK LEVEL | SIEMENS | MULTIRANGER 200 | STATIONARY | HMP4
EQP0000634 | LHRS | LEE HALL RESERVOIR | WATERWORKS | NA | STATIONARY | LHRS
EQP0000638 | LIT0101 | SUCTION WELL LEVEL TRANSMITTER | DREXELBROOK | 408-6230 | STATIONARY | CHPS
EQP0000639 | LIT0102 | RESEROIR LEVEL TRANSMITTER | DREXELBROOK | 408-6230 | STATIONARY | CHPS
EQP0000640 | LIT0102N | RESERVOIR LVL XMITTER ULTRASON | SIEMENS | THE PROBE | STATIONARY | CHPS
EQP0000641 | LIT0201 | SCREEN WELL 1 LVL TRANSMITTER | SIEMENS | THE PROBE | STATIONARY | DCPS
EQP0000642 | LIT0202 | SCREEN WELL 2 LVL TRANSMITTER | SIEMENS | THE PROBE | STATIONARY | DCPS
EQP0000643 | LIT0203 | WET WELL 1 LEVEL TRANSMITTER | SIEMENS | THE PROBE | STATIONARY | DCPS
EQP0000644 | LIT0204 | WET WELL # 2 LVL TRANSMITTER | SIEMENS | THE PROBE | STATIONARY | DCPS
EQP0000645 | LIT0205 | RESERVOIR LEVEL TRANSMITTER | SIEMENS | THE PROBE | STATIONARY | DCPS
EQP0000646 | LIT0301 | INTAKE CHMBR AND SCR.WELL LVL | ENDRESS & HAUSE | FMU862 | STATIONARY | LCPS
EQP0000647 | LIT0303 | RESERVOIR LEVEL TRANSMITTER | ENDRESS & HAUSE | FMU862 | STATIONARY | LCPS
EQP0000653 | LIT1011UR | WIRELESS LVL TRANSMITTER | TANKLINK | 4410C0N000 | STATIONARY | LHRS
EQP0000659 | LIT104 | BACKWASH HOLDING TANK LEVEL | ENDRESS & HAUSE | RIA452 / MICRO | STATIONARY | RSDL
EQP0000684 | LIT20011N | LEVEL TRANSMITTER ALUM TANK 1 |  |  | STATIONARY | HMP4
EQP0000685 | LIT20012N | LEVEL TRANSMITTER ALUM TANK 2 |  |  | STATIONARY | HMP4
EQP0000699 | LIT256 | SODIUM HYPOCHLORITE TNK LEVEL | ENDRESS & HAUSE | RIA452 / MICRO | STATIONARY | RSDL
EQP0000701 | LIT261 | RESERVOIR LVL XMITTER ULTRASON | SIEMENS | THE PROBE 7ML12 | STATIONARY | SCPS
EQP0000705 | LIT301 | INFLUENT WELL LEVEL | ENDRESS & HAUSE | RIA452 / MICRO | STATIONARY | RSDL
EQP0000706 | LIT3111 | LVL XMTR HOIST DECANT TK 11 | DELTA CONTROLS | 593-G1-N4X-T50 | STATIONARY | RSDL
EQP0000707 | LIT3113 | LVL XMTR HOIST DECANT TK 13 | DELTA CONTROLS | 592 | STATIONARY | RSDL
EQP0000708 | LIT3116 | DECANT TANK #11 LEVEL XMITTER | DREXELBROOK | 408-6230 | STATIONARY | RSDL
EQP0000709 | LIT3118 | DECANT TANK #13 LEVEL XMITTER | DREXELBROOK | 408-6230 | STATIONARY | RSDL
EQP0000710 | LIT3602 | STORAGE TANK 2 LEVEL XMITTER | ENDRESS & HAUSE | FMU90-R11CA232A | STATIONARY | YCWS
EQP0000711 | LIT3605 | S.HYPOCHLORITE TANK LEVEL | SIEMENS | SITRANS LU-7ML5 | STATIONARY | YCWS
EQP0000712 | LIT3609 | S.HYPOCHLORITE TANK LEVEL | SIEMENS | SITRANS LU-7ML5 | STATIONARY | YCWS
EQP0000713 | LIT3610 | HYDROPNEUMATIC TANK LVL XMTTER | BABBITT INTERNA | LT-1 / LG6B | STATIONARY | YCWS
EQP0000714 | LIT3621 | EQ BASIN#1 LEVEL TRANSMITTER | MILLTRONICS | MULTIRANGER PLU | STATIONARY | RSDL
EQP0000715 | LIT3622 | EQ BASIN#2 LEVEL TRANSMITTER | MILLTRONICS | MULTIRANGER PLU | STATIONARY | RSDL
EQP0000716 | LIT363 | EQ BLDG SUMP LEVEL TRANSMITTER | MILLTRONICS | MULTIRANGER PLU | STATIONARY | RSDL
EQP0000717 | LIT3661 | THICKENER TANK#1 BLANKET LEVEL | ROYCE INSTRUMEN | 2511 | STATIONARY | RSDL
EQP0000718 | LIT3662 | THICKENER TANK#2 BLANKET LEVEL | ROYCE INSTRUMEN | 2511 | STATIONARY | RSDL
EQP0000742 | LIT6001 | LEVEL TRANSMITTER ELEVATED TK | ROSEMOUNT ANALY | 1151GP6E22M3B1 | STATIONARY | ET60
EQP0000743 | LIT6003 | GROUND STORAGE TNK LVL XMITTER | ROSEMOUNT ANALY | 1151GP5E22M3B1 | STATIONARY | ST60
EQP0000744 | LIT6101 | LVL XMTR GROUND STORAGE TANK | ENDRESS & HAUSE | FMU90 | STATIONARY | CPPS
EQP0000745 | LIT6201 | LVL XMTR GROUND STORAGE TANK | FISCHER PORTER | 50DPF1I0-3-AVV | STATIONARY | MLPS
EQP0000746 | LIT6401 | LVL XMTR GROUND STORAGE TANK | ROSEMOUNT ANALY | 1151GP5E12M1B2 | STATIONARY | UYPS
EQP0000747 | LIT6402 | CHLORINE TANK LVL TRANSMITTER | FLOWLINE | DL24-0 | STATIONARY | UYPS
EQP0000748 | LIT7001 | LVL XMTR NASA GND STG. TANK | ROSEMOUNT ANALY | 1151GPE22M3B2 | STATIONARY | LANF
EQP0000749 | LIT7101 | LVL XMTR KINGS MILL ELEV TANK | ROSEMOUNT ANALY | 1151GP7E22M1B1 | STATIONARY | KMET
EQP0000750 | LIT7201 | LVL XMTR LANGLEY VIEW ELEV TK | ROSEMOUNT ANALY | 1151GP6E22M3B1 | STATIONARY | LANV
EQP0000751 | LIT7301 | BUCKROE ELEVATED TNK LVL XMTTR | ROSEMOUNT ANALY | 1151GP6E22M3B1 | STATIONARY | BUCK
EQP0000752 | LIT7401 | LVL XMTR PHOEBUS ELEVATED TK | ROSEMOUNT ANALY | 3051CG4A22A1AB4 | STATIONARY | PHET
EQP0000753 | LIT7501 | LVL XMTR FOX HILL ELEVATED TK | ROSEMOUNT ANALY | 3051CG4A22A1AB4 | STATIONARY | FHET
EQP0000754 | LIT81001 | LVL TRANSMITTER SUL ACID TK #1 | MILLTRONICS | HYDRORANGER | STATIONARY | BGWF
EQP0000755 | LIT81002 | LVL TRANSMITTER SUL ACID TK #2 | MILLTRONICS | HYDRORANGER | STATIONARY | BGWF
EQP0000756 | LIT82001 | LVL TRANSMITTER ANTISCAL TK #1 | MILLTRONICS | HYDRORANGER | STATIONARY | BGWF
EQP0000757 | LIT82002 | LVL TRANSMITTER ANTISCAL TK #2 | MILLTRONICS | HYDRORANGER | STATIONARY | BGWF
EQP0000758 | LI3601 | STORAGE TANK 1 LEVEL INDICATOR | PRECISION DIGIT | PD690-3-N | STATIONARY | YCWS
EQP0000759 | LI3602 | STORAGE TANK 2 LEVEL INDICATOR | PRECISION DIGIT | PD690-3-N | STATIONARY | YCWS
EQP0000760 | LI3603 | STORAGE TANK 3 LEVEL INDICATOR | PRECISION DIGIT | PD690-3-N | STATIONARY | YCWS
EQP0000761 | LI3604 | HYDROPNEUMATIC TANK LVL INDICA | PRECISION DIGIT | PD690-3-N | STATIONARY | YCWS
EQP0000762 | LI3606 | PRODUCTION WELL LEVEL INDICATO | PRECISION DIGIT | PD690-3-N | STATIONARY | YCWS
EQP0000763 | LI3607 | WELL DRAWDOWN LEVEL INDICATOR | PRECISION DIGIT | PD690-3-N | STATIONARY | YCWS
EQP0000764 | LI3608 | STORAGE TANK LEVEL INDICATOR | PRECISION DIGIT | PD690-3-N | STATIONARY | YCWS
EQP0000765 | LI3611 | WELL DRAWDOWN LEVEL INDICATOR | PRECISION DIGIT | PD690-3-N | STATIONARY | YCWS
EQP0000766 | LI3612 | MONITORING WELL LEVEL INDICATO | PRECISION DIGIT | PD690-3-15 | STATIONARY | YCWS
EQP0000793 | LSH10101A | LEVEL SWITCH HIGH PRELUBE TANK | DWYER INSTRUMEN | F7-HSS | STATIONARY | BGWF
EQP0000794 | LSH10101B | LEVEL SWITCH HIGH PRELUBE TANK | DWYER INSTRUMEN | F7-HSS | STATIONARY | BGWF
EQP0000795 | LSH10102A | LEVEL SWITCH HIGH PRELUBE TANK | DWYER INSTRUMEN | F7-HSS | STATIONARY | BGWF
EQP0000796 | LSH10102B | LEVEL SWITCH HIGH PRELUBE TANK | DWYER INSTRUMEN | F7-HSS | STATIONARY | BGWF
EQP0000797 | LSH10103A | LEVEL SWITCH HIGH PRELUBE TANK | DWYER INSTRUMEN | F7-HSS | STATIONARY | BGWF
EQP0000798 | LSH10103B | LEVEL SWITCH HIGH PRELUBE TANK | DWYER INSTRUMEN | F7-HSS | STATIONARY | BGWF
EQP0000830 | LSH42514 | SOD.HYPO.DAY TANK HI LVL SWTCH | MAGNETROL | 961-7DA0-030/9A | STATIONARY | HMP4
EQP0000831 | LSH42515 | SOD.HYPO.DAY TANK HI LVL SWTCH | MAGNETROL | 961-7DA0-030/9A | STATIONARY | HMP4
EQP0000832 | LSH4259 | SOD.HYPO.DAY TANK HI LVL SWTCH | MAGNETROL | 961-7DA0-030/9A | STATIONARY | HMP4
EQP0000837 | LSH6401 | SWITCH CLOSES ELECTRIC VALVE | MERCOID | DA 31-3 RG 3A | STATIONARY | UYPS
EQP0000857 | LSL10101A | LEVEL SWITCH LOW PRELUBE TANK | DWYER INSTRUMEN | F7-HSS | STATIONARY | BGWF
EQP0000858 | LSL10101B | LEVEL SWITCH LOW PRELUBE TANK | DWYER INSTRUMEN | F7-HSS | STATIONARY | BGWF
EQP0000859 | LSL10102A | LEVEL SWITCH LOW PRELUBE TANK | DWYER INSTRUMEN | F7-HSS | STATIONARY | BGWF
EQP0000860 | LSL10102B | LEVEL SWITCH LOW PRELUBE TANK | DWYER INSTRUMEN | F7-HSS | STATIONARY | BGWF
EQP0000861 | LSL10103A | LEVEL SWITCH LOW PRELUBE TANK | DWYER INSTRUMEN | F7-HSS | STATIONARY | BGWF
EQP0000862 | LSL10103B | LEVEL SWITCH LOW PRELUBE TANK | DWYER INSTRUMEN | F7-HSS | STATIONARY | BGWF
EQP0000891 | LSL523628 | RSDL HEAD TANK LEVEL SWITCH | MILLTRONICS | MULTIRANGER PLU | STATIONARY | RSDL
EQP0000914 | LT10301A | PRODUCTION WELL LEVEL SENSOR | GE SENSING | PTX 1830 | STATIONARY | BGWF
EQP0000915 | LT10301B | PRODUCTION WELL LEVEL SENSOR | GE SENSING | PTX 1830 | STATIONARY | BGWF
EQP0000916 | LT10302A | PRODUCTION WELL LEVEL SENSOR | GE SENSING | PTX 1830 | STATIONARY | BGWF
EQP0000917 | LT10302B | PRODUCTION WELL LEVEL SENSOR | GE SENSING | PTX 1830 | STATIONARY | BGWF
EQP0000918 | LT10303A | PRODUCTION WELL LEVEL SENSOR | GE SENSING | PTX 1830 | STATIONARY | BGWF
EQP0000919 | LT10303B | PRODUCTION WELL LEVEL SENSOR | GE SENSING | PTX 1830 | STATIONARY | BGWF
EQP0000922 | LT3601 | STORAGE TANK 1 LEVEL XMITTER | ENDRESS & HAUSE | FMU90-R11KA212A | STATIONARY | YCWS
EQP0000923 | LT3603 | STORAGE TANK 3 LEVEL XMITTER | ENDRESS & HAUSE | FMU90-R11KA212A | STATIONARY | YCWS
EQP0000924 | LT3604 | HYDROPNEUMATIC TANK LVL XMTTER | ENDRESS & HAUSE | FMU90-R11KA212A | STATIONARY | YCWS
EQP0000925 | LT3608 | STORAGE TANK LEVEL XMITTER | ENDRESS & HAUSE | FMU90-R11KA212A | STATIONARY | YCWS
EQP0000934 | PDIT1100 | PRESS TRANS. RO CARTRIDGE DP | ROSEMOUNT ANALY | 1151DP5S73..M4B | STATIONARY | BGWF
EQP0000953 | PDIT31211 | FILTER#1 DIFFER.PRESSURE XMTR | FOXBORO IMT | 1DP10-T22 C01F- | STATIONARY | RSDL
EQP0000954 | PDIT31221 | FILTER#2 DIFFER.PRESSURE XMTR | FOXBORO IMT | 1DP10-T22 C01F- | STATIONARY | RSDL
EQP0000978 | PDS31212 | FILTER#1 PRESSURE DIFF.SWITCH | ASHCROFT | D4Z0B | STATIONARY | RSDL
EQP0000979 | PDS31222 | FILTER#2 PRESSURE DIFF.SWITCH | ASHCROFT | D4Z0B | STATIONARY | RSDL
EQP0000980 | PEPIT207 | FILTER INFLUENT PRESS XMITTER | ROSEMOUNT ANALY | 1151GP7E22M3B2S | STATIONARY | RSDL
EQP0000981 | PIT0101 | MAIN #1 DISCHARGE PRES XMITTER | ROSEMOUNT ANALY | 1151GP7E22M3B1 | STATIONARY | CHPS
EQP0000982 | PIT0102 | MAIN 2 DISCHARGE PRES XMITTER | ROSEMOUNT ANALY | 1151GP7E22M3B1 | STATIONARY | CHPS
EQP0000983 | PIT0103 | PRESSURE TRANSMITTER-VACUUM | SIEMENS | 7MF423-1FA10-1A | STATIONARY | CHPS
EQP0000984 | PIT0201 | SYSTEM PRESSURE TRANSMITTER | ROSEMOUNT ANALY | 1151GP7E22M1B2 | STATIONARY | DCPS
EQP0000985 | PIT0301 | SYSTEM PRESSURE TRANSMITTER | ROSEMOUNT ANALY | 1151GP6E22B2M4 | STATIONARY | LCPS
EQP0000988 | PIT10201A | PRESS. TRANSMITTER, LH1M | ROSEMOUNT ANALY | 1151GP6S73..M4B | STATIONARY | BGWF
EQP0000989 | PIT10201B | PRESS. TRANSMITTER, LH1U | ROSEMOUNT ANALY | 1151GP6S73..M4B | STATIONARY | BGWF
EQP0000990 | PIT10202A | PRESS. TRANSMITTER, LH2M | ROSEMOUNT ANALY | 1151GP6S73..M4B | STATIONARY | BGWF
EQP0000991 | PIT10202B | PRESS. TRANSMITTER, LH2M | ROSEMOUNT ANALY | 1151GP6S73..M4B | STATIONARY | BGWF
EQP0000992 | PIT10203A | PRESS. TRANSMITTER, LH3M | ROSEMOUNT ANALY | 1151GP6S73..3R1 | STATIONARY | BGWF
EQP0000993 | PIT10203B | PRESS. TRANSMITTER, LH3U | ROSEMOUNT ANALY | 1151GP6S73..3R1 | STATIONARY | BGWF
EQP0000994 | PIT1110 | PRESS. TRANSMITTER, FEED WATER | ROSEMOUNT ANALY | 1151GP6S73..3R1 | STATIONARY | BGWF
EQP0000995 | PIT12301 | PRESS TRANS. SKID 1 STG 1 FEED | ROSEMOUNT ANALY | 1151DP5S73..3R1 | STATIONARY | BGWF
EQP0000996 | PIT12302 | PRESS TRANS. SKID 2 STG 1 FEED | ROSEMOUNT ANALY | 1151DP5S73..3R1 | STATIONARY | BGWF
EQP0000997 | PIT12303 | PRESS TRANS. SKID 3 STG 1 FEED | ROSEMOUNT ANALY | 1151DP5S73..3R1 | STATIONARY | BGWF
EQP0000998 | PIT12321A | PRESS TRANS. SKID 1 TURBO SUCT | ROSEMOUNT ANALY | 1151DP5S73..3R1 | STATIONARY | BGWF
EQP0000999 | PIT12321B | PRESS TRANS. SKID 1 TURBO DISC | ROSEMOUNT ANALY | 1151DP5S73..3R1 | STATIONARY | BGWF
EQP0001000 | PIT12322A | PRESS TRANS. SKID 2 TURBO SUCT | ROSEMOUNT ANALY | 1151DP5S73..3R1 | STATIONARY | BGWF
EQP0001001 | PIT12322B | PRESS TRANS. SKID 2 TURBO DISC | ROSEMOUNT ANALY | 1151DP5S73..3R1 | STATIONARY | BGWF
EQP0001002 | PIT12323A | PRESS TRANS. SKID 3 TURBO SUCT | ROSEMOUNT ANALY | 1151DP5S73..3R1 | STATIONARY | BGWF
EQP0001003 | PIT12323B | PRESS TRANS. SKID 3 TURBO DISC | ROSEMOUNT ANALY | 1151DP5S73..3R1 | STATIONARY | BGWF
EQP0001004 | PIT12351 | PRESS TRANS. SKID 1 STG 2 DISC | ROSEMOUNT ANALY | 1151DP5S73..3R1 | STATIONARY | BGWF
EQP0001005 | PIT12352 | PRESS TRANS. SKID 2 STG 2 DISC | ROSEMOUNT ANALY | 1151DP5S73..3R1 | STATIONARY | BGWF
EQP0001006 | PIT12353 | PRESS TRANS. SKID 3 STG 2 DISC | ROSEMOUNT ANALY | 1151DP5S73..3R1 | STATIONARY | BGWF
EQP0001007 | PIT12741A | PRESS TRANS. SKID 1 TURB.SUCTI | ROSEMOUNT ANALY | 1151DP5S73..3R1 | STATIONARY | BGWF
EQP0001008 | PIT12741B | PRESS TRANS. SKID 1 TURBO DISC | ROSEMOUNT ANALY | 1151DP5S73..3R1 | STATIONARY | BGWF
EQP0001009 | PIT12742A | PRESS TRANS. SKID 2 TURB. SUCT | ROSEMOUNT ANALY | 1151DP5S73..3R1 | STATIONARY | BGWF
EQP0001010 | PIT12742B | PRESS TRANS. SKID 2 TURBO DISC | ROSEMOUNT ANALY | 1151DP5S73..3R1 | STATIONARY | BGWF
EQP0001011 | PIT12743A | PRESS TRANS. SKID 3 TURB. SUCT | ROSEMOUNT ANALY | 1151DP5S73..3R1 | STATIONARY | BGWF
EQP0001012 | PIT12743B | PRESS TRANS. SKID 3 TURBO DISC | ROSEMOUNT ANALY | 1151DP5S73..3R1 | STATIONARY | BGWF
EQP0001013 | PIT1320 | PERMEATE WATER PRESSUR XMITTER | ROSEMOUNT ANALY | 1151GP6S73..M4B | STATIONARY | BGWF
EQP0001016 | PIT1430 | PRESS TRANS. RO CONCENTRATE | ROSEMOUNT ANALY | 1151DP5S73..M4B | STATIONARY | BGWF
EQP0001019 | PIT1671N | FINISHED WATER DISCHARGE PRESS |  |  | STATIONARY | LHTP
EQP0001020 | PIT2611 | PUMP DISCHARGE PRESS XMITTER | ROSEMOUNT ANALY | 1151GP7E22M3B4S | STATIONARY | SCPS
EQP0001021 | PIT306 | WATER TO HRSD PRESS TRANSMITTE | ENDRESS & HAUSE | PMP71-TAC1PB1RD | STATIONARY | RSDL
EQP0001022 | PIT36101 | WATER TO HM PRESS TRANSMITTER | ROSEMOUNT ANALY | 1151G87S22S1M1B | STATIONARY | RSDL
EQP0001066 | PIT6002 | SYSTEM PRESSURE TRANSMITTER | ROSEMOUNT ANALY | 1151GP6E22M3B1 | STATIONARY | PS60
EQP0001067 | PIT6101 | SYSTEM PRESSURE TRANSMITTER | ROSEMOUNT ANALY | 1151GP7E22M3B2 | STATIONARY | CPPS
EQP0001068 | PIT6201 | SYSTEM PRESSURE TRANSMITTER | FISCHER PORTER | 50DPP111-3-2VV | STATIONARY | MLPS
EQP0001069 | PIT6401 | SYSTEM PRESSURE TRANSMITTRE | ROSEMOUNT ANALY | 1151GP6E12M1B2 | STATIONARY | UYPS
EQP0001070 | PIT6501 | SYSTEM PRESSURE TRANSMITTER | ROSEMOUNT ANALY | 3051CG4A02A1AM5 | STATIONARY | DSMS
EQP0001071 | PIT7001 | PRES XMTR. NASA/LANGLEY METERI | ROSEMOUNT ANALY | 1151GP7E22M3B2 | STATIONARY | LANF
EQP0001072 | PIT7101 | PRES XMTR. KINGSMILL ELEV. TK. | ROSEMOUNT ANALY | 1151GP6E12M3B1 | STATIONARY | KMET
EQP0001073 | PIT7102 | PRESSURE TRANSMITTER AB LINE 1 | ROSEMOUNT ANALY | 1151GP6S22M3B2 | STATIONARY | ABMV
EQP0001074 | PIT7103 | PRESSURE TRANSMITTER AB LINE 2 | ROSEMOUNT ANALY | 1151GP6S22M3B2 | STATIONARY | ABMV
EQP0001075 | PIT7104 | PRESS TRANSMITTER AB MAIN LINE | ROSEMOUNT ANALY | 1151GP6S22M3B2 | STATIONARY | ABMV
EQP0001076 | PIT7201 | PRES XMTR. LANGLEY VIEW ELEV.T | ROSEMOUNT ANALY | 1151GP6E22M1B1 | STATIONARY | LANV
EQP0001077 | PIT7301 | PRES XMTR. BUCKROE ELEV. TANK | ROSEMOUNT ANALY | 1151GP6E22M1B1 | STATIONARY | BUCK
EQP0001078 | PIT7401 | PRES XMTR. PHOEBUS ELEV. TANK | ROSEMOUNT ANALY | 1151GP7F22M3B2 | STATIONARY | PHET
EQP0001079 | PIT7501 | PRES XMTR. FOXHILL ELEV. TANK | ROSEMOUNT ANALY | 1151GP7E22M3B2 | STATIONARY | FHET
EQP0001080 | PIT7601 | SYSTEM PRESSURE TRANSMITTER | ROSEMOUNT ANALY | 3051CG4A02A1AM5 | STATIONARY | DSMS
EQP0001081 | PIT7701 | SYSTEM PRESSURE TRANSMITTER | ROSEMOUNT ANALY | 3051CG4A02A1AM5 | STATIONARY | DSMS
EQP0001082 | PIT9001 | PRES XMTR. POQUOSON MONITOR ST | ROSEMOUNT ANALY | 1151GP7E22M3B2 | STATIONARY | DSMS
EQP0001083 | PI0116 | PUMP 1 SUCTION PRESSURE GUAGE | ASHCROFT | 1279AS | STATIONARY | CHPS
EQP0001084 | PI0117 | PUMP 1 DISCHARGE PRESSUR GAUGE | ASHCROFT | 1279 | STATIONARY | CHPS
EQP0001085 | PI0118 | PUMP 2 SUCTION PRESSURE GAUGE | ASHCROFT | 1279AS | STATIONARY | CHPS
EQP0001086 | PI0119 | PUMP 2 DISCHARGE PRESSUR GAUGE | ASHCROFT | 1279 | STATIONARY | CHPS
EQP0001087 | PI0120 | PUMP 3 SUCTION PRESSURE GAUGE | ASHCROFT | 1279AS | STATIONARY | CHPS
EQP0001088 | PI0121 | PUMP 3 DISCHARGE PRESSUR GAUGE | ASHCROFT | 1279 | STATIONARY | CHPS
EQP0001089 | PI0123 | PUMP 4 DISCHARGE PRESSUR GAUGE | ASHCROFT | 1279 | STATIONARY | CHPS
EQP0001090 | PI0124 | PUMP 5 SUCTION PRESSURE GAUGE | ASHCROFT | 1279AS | STATIONARY | CHPS
EQP0001091 | PI0125 | PUMP 5 DISCHARGE PRESSUR GAUGE | ASHCROFT | 1279 | STATIONARY | CHPS
EQP0001092 | PI0126 | PUMP 6 SUCTION PRESSURE GAUGE | MCDANIEL CONTRO | NA | STATIONARY | CHPS
EQP0001093 | PI0127 | PUMP 6 DISCHARGE PRESSUR GAUGE | ASHCROFT | 1279 | STATIONARY | CHPS
EQP0001094 | PI0128 | MAIN 2 DISCHARGE PRESSUR GAUGE | ASHCROFT | 1279 | STATIONARY | CHPS
EQP0001095 | PI0129 | MAIN 1 DISCHARGE PRESSUR GAUGE | ASHCROFT | 1279 | STATIONARY | CHPS
EQP0001096 | PI0130 | POTABLE WATER PRESSURE GAUGE | WEKSLER INSTRUM | NA | STATIONARY | CHPS
EQP0001097 | PI0201 | DISCHARGE PRESS.GAUGE PUMP # 1 | DURO-UNITED | D/U 0-160 PSI | STATIONARY | DCPS
EQP0001098 | PI0202 | DISCHARGE PRESS.GAUGE PUMP # 2 | DURO-UNITED | D/U 0-160 PSI | STATIONARY | DCPS
EQP0001099 | PI0203 | PRESSURE INDICATOR | DURO-UNITED | D/U 0-100 PSI | STATIONARY | DCPS
EQP0001100 | PI0205 | PRESSURE INDICATOR | DURO-UNITED | D/U 0-100 PSI | STATIONARY | DCPS
EQP0001101 | PI030116 | PUMP#2 DISCHARGE PRESSURE GAUG | HELICOID | 2284-0 | STATIONARY | LCPS
EQP0001102 | PI030117 | PUMP#3 DISCHARGE PRESSURE GAUG | ASHCROFT | DURAGAUGE | STATIONARY | LCPS
EQP0001103 | PI030118 | PUMP#1 DISCHARGE PRESSURE GAUG | HELICOID | 2284-0 | STATIONARY | LCPS
EQP0001104 | PI030119 | SUCTION WELL LEVEL | HELICOID | 2459-0 | STATIONARY | LCPS
EQP0001105 | PI030120 | INTAKE CHAMBER # 1 LEVEL | HELICOID | 2459-0 | STATIONARY | LCPS
EQP0001106 | PI030121 | INTAKE CHAMBER # 2 LEVEL | HELICOID | 2459-0 | STATIONARY | LCPS
EQP0001124 | PI261 | SOD.HYPOCHL.PUMP#1 PRESS INDIC | ASHCROFT | 1279 | STATIONARY | RSDL
EQP0001125 | PI262 | SOD.HYPOCHL.PUMP#2 PRESS INDIC | ASHCROFT | 1279 | STATIONARY | RSDL
EQP0001126 | PI263 | SOD.BISULFT.PUMP#1 PRESS INDIC | ASHCROFT | 1279 | STATIONARY | RSDL
EQP0001127 | PI264 | SOD.BISULFT.PUMP#2 PRESS INDIC | ASHCROFT | 1279 | STATIONARY | RSDL
EQP0001128 | PI31211 | FLT#1 CELL A INLET PRES INDICA | ASHCROFT | 1279 | STATIONARY | RSDL
EQP0001129 | PI31212 | FLT#1 CELL B INLET PRES INDICA | ASHCROFT | 1279 | STATIONARY | RSDL
EQP0001130 | PI31213 | FLT#1 OUTLET PRESSURE INDICATO | ASHCROFT | 1279 | STATIONARY | RSDL
EQP0001131 | PI31221 | FLT#2 CELL A INLET PRES INDICA | ASHCROFT | 1279 | STATIONARY | RSDL
EQP0001132 | PI31222 | FLT#2 CELL B INLET PRES INDICA | ASHCROFT | 1279 | STATIONARY | RSDL
EQP0001133 | PI31223 | FLT#2 OUTLET PRESSURE INDICATO | ASHCROFT | 1279 | STATIONARY | RSDL
EQP0001134 | PI3601 | DISCHARGE PRESSURE INDICATOR | PRECISION DIGIT | PD690-3-N | STATIONARY | YCWS
EQP0001135 | PI3602 | DISCHARGE PRESSURE INDICATOR | PRECISION DIGIT | PD690-3-N | STATIONARY | YCWS
EQP0001137 | PI513611 | JET MIX PMP#1 DISCHARGE PRESSU | HELICOID | 2274 | STATIONARY | RSDL
EQP0001138 | PI5136111 | THICK.POLYM.PUMP#1 DISCH.PRESS | HELICOID | 2457 | STATIONARY | RSDL
EQP0001139 | PI5136112 | THICK.POLYM.PUMP#2 DISCH.PRESS | TRERICE | NA | STATIONARY | RSDL
EQP0001140 | PI5136113 | THICK.POLYM.PUMP#3 DISCH.PRESS | HELICOID | 2457 | STATIONARY | RSDL
EQP0001141 | PI513612 | JET MIX PMP#2 DISCHARGE PRESSU | HELICOID | 2247 | STATIONARY | RSDL
EQP0001142 | PI513613 | JET MIX PMP#3 DISCHARGE PRESSU | HELICOID | 2274 | STATIONARY | RSDL
EQP0001143 | PI513614 | JET MIX PMP#4 DISCHARGE PRESSU | HELICOID | 2274 | STATIONARY | RSDL
EQP0001144 | PI513642 | EQ BASIN XFER PMP#2 DISC.PRESS | HELICOID | 2247 | STATIONARY | RSDL
EQP0001145 | PI513643 | EQ BASIN XFER PMP#3 DISC.PRESS | HELICOID | 2247 | STATIONARY | RSDL
EQP0001146 | PI513681A | THICK.TRANSF PUMP#1 DISCH.PRES | HELICOID | 2239 | STATIONARY | RSDL
EQP0001147 | PI513681B | THICK.TRANSFER PUMP # 1 U/C | HELICOID | 2282 | STATIONARY | RSDL
EQP0001148 | PI513681C | THICK.TRANSFER PUMP # 1 L/C | WEKSLER INSTRUM | NA | STATIONARY | RSDL
EQP0001149 | PI513683A | THICK.TRANSF PUMP#3 DISCH.PRES | HELICOID | 2239 | STATIONARY | RSDL
EQP0001150 | PI513683B | THICK.TRANSFER PUMP # 3 U/C | HELICOID | 2282 | STATIONARY | RSDL
EQP0001151 | PI513683C | THICK.TRANSFER PUMP # 1 L/C | ASHCROFT | NA | STATIONARY | RSDL
EQP0001152 | PI52362911 | CENT.FEED PMP#1 DISCHARGE PRES | NA | 4FLC4 | STATIONARY | RSDL
EQP0001153 | PI52362912 | CENT.FEED PMP#1 LOW PRES INDIC | NA | 4FLC4 | STATIONARY | RSDL
EQP0001154 | PI52362921 | CENT.FEED PMP#2 DISCHARGE PRES | HELICOID | 2457 | STATIONARY | RSDL
EQP0001155 | PI52362922 | CENT.FEED PUMP #1 U/CPRE INDI | USG | NA | STATIONARY | RSDL
EQP0001156 | PI52362931 | CENT.FEED PMP#3 DISCHARGE PRES | ASHCROFT | 9028-08 | STATIONARY | RSDL
EQP0001157 | PI52362932 | CENT.FEED PMP#3 LOW PRES INDIC | ASHCROFT | 9028-08 | STATIONARY | RSDL
EQP0001158 | PI5236351 | CENTRIF.POLYM.PUMP#1 DISCH.PRE | ASHCROFT | DURALIFE | STATIONARY | RSDL
EQP0001159 | PI5236352 | CENTRIF.POLYM.PUMP#2 DISCH.PRE | HELICOID | 2457 | STATIONARY | RSDL
EQP0001160 | PI5236353 | CENTRIF.POLYM.PUMP#3 DISCH.PRE | HELICOID | 4435 | STATIONARY | RSDL
EQP0001161 | PI5236354 | THICKENER POLYM.PMP#4 DISC PRE | HELICOID | 2457 | STATIONARY | RSDL
EQP0001162 | PI5236355 | THICKENER POLYM.PMP#5 DISC PRE | HELICOID | 2457 | STATIONARY | RSDL
EQP0001163 | PI5236391 | CENTRIFUGE #1 OIL PRESSU GAUGE | ASHCROFT | NA | STATIONARY | RSDL
EQP0001164 | PI5236392 | CENTRIFUGE #2 OIL PRESSU GAUGE | ASHCROFT | NA | STATIONARY | RSDL
EQP0001165 | PI523641 | EQ BASIN XFER PMP#1 DISC.PRESS | HELICOID | 2247 | STATIONARY | RSDL
EQP0001166 | PI6001 | PRESSURE INDICATOR | HELICOID | NA | STATIONARY | ET60
EQP0001167 | PI6002 | PRESSURE INDICATOR | HELICOID | NA | STATIONARY | PS60
EQP0001168 | PI6003 | PRESSURE INDICATOR | ASHCROFT | NA | STATIONARY | ST60
EQP0001169 | PI6201 | PRESSURE INDICATOR | DANTON | NA | STATIONARY | MLPS
EQP0001170 | PI6202 | PRESSURE INDICATOR | DURO-UNITED | NA | STATIONARY | MLPS
EQP0001171 | PI6203 | PRESSURE INDICATOR | WEKSLER INSTRUM | NA | STATIONARY | MLPS
EQP0001172 | PI6204 | PRESSURE INDICATOR | WEKSLER INSTRUM | NA | STATIONARY | MLPS
EQP0001173 | PI6205 | SUCTION PRESSURE GAUGE PUMP#1 | HELICOID | 2574 | STATIONARY | MLPS
EQP0001174 | PI6206 | PRESSURE INDICATOR | ASHCROFT | DURAGAUGE | STATIONARY | MLPS
EQP0001175 | PI6207 | SUCTION PRESSURE GAUGE PUMP#2 | MARSHALL | NA | STATIONARY | MLPS
EQP0001176 | PI6208 | PRESSURE INDICATOR | HELICOID | NA | STATIONARY | MLPS
EQP0001177 | PI6209 | SUCTION PRESSURE GAUGE PUMP#3 | MARSHALL | NA | STATIONARY | MLPS
EQP0001178 | PI6401 | PUMP 1 DISCHARGE PRESS GAUGE | H.O. TRERICE CO | TRERICE 52-2404 | STATIONARY | UYPS
EQP0001179 | PI6402 | PUMP 2 DISCHARGE PRESS GAUGE | H.O. TRERICE CO | TRERICE 52-2404 | STATIONARY | UYPS
EQP0001180 | PI6403 | PUMP 3 DISCHARGE PRESS GAUGE | H.O. TRERICE CO | TRERICE 52-2404 | STATIONARY | UYPS
EQP0001181 | PQMS | POQUOSON PRESS MONITOR STA | VARIOUS | NA | STATIONARY | DSMS
EQP0001196 | PSH0201 | PUMP 1 HIGH DISCH.PRESS SWITCH | ASHCROFT | B424B XCGFS06 | STATIONARY | DCPS
EQP0001197 | PSH0202 | PUMP 2 HIGH DISCH.PRESS SWITCH | ASHCROFT | B424B XCGFS06 | STATIONARY | DCPS
EQP0001210 | PSH12201 | PRESSURE SWITCH RO SKID #1 | SOR INC | 5NN-K5-NI-C2A | STATIONARY | BGWF
EQP0001211 | PSH12202 | PRESSURE SWITCH RO SKID #2 | SOR INC | 5NN-K5-NI-C2A | STATIONARY | BGWF
EQP0001212 | PSH12203 | PRESSURE SWITCH RO SKID #3 | SOR INC | 5NN-K5-NI-C2A | STATIONARY | BGWF
EQP0001241 | PSH206 | FILTER INFL.HIGH PRESS SWITCH | MERCOID | DAW33-153-4 | STATIONARY | RSDL
EQP0001250 | PSH261 | S.HYPO PUMP#1 HI PRESS SWITCH | MERCOID | DAW33-153-4 | STATIONARY | RSDL
EQP0001251 | PSH262 | S.HYPO PUMP#2 HI PRESS SWITCH | MERCOID | DAW33-153-4 | STATIONARY | RSDL
EQP0001252 | PSH263 | S.BISULF.PUMP#1 HI PRE SWITCH | MERCOID | DAW33-153-4 | STATIONARY | RSDL
EQP0001253 | PSH264 | S.BISULF.PUMP#2 HI PRE SWITCH | MERCOID | DAW33-153-4 | STATIONARY | RSDL
EQP0001256 | PSH3681 | THICKEN.PUMP#1 HI PRESS SWITCH | ASCO | SA110K | STATIONARY | RSDL
EQP0001257 | PSH3683 | THICKEN.PUMP#3 HI PRESS SWITCH | ASCO | SA110K | STATIONARY | RSDL
EQP0001271 | PSH4253 | PRES.SWTCH.HI S.HYPO TRNSF PMP | ASHCROFT | B450B X06 | STATIONARY | HMP4
EQP0001272 | PSH42611 | PRES.SWTCH.HIGH S.HYPO PMP # 1 | ASHCROFT | B450B X06 | STATIONARY | HMP4
EQP0001273 | PSH42612 | PRES.SWTCH.HIGH S.HYPO PMP # 2 | ASHCROFT | B450B X06 | STATIONARY | HMP4
EQP0001274 | PSH42613 | PRES.SWTCH.HIGH S.HYPO PMP # 3 | ASHCROFT | B450B X06 | STATIONARY | HMP4
EQP0001275 | PSH42614 | PRES.SWTCH.HIGH S.HYPO PMP # 4 | ASHCROFT | B450B X06 | STATIONARY | HMP4
EQP0001276 | PSH42615 | PRES.SWTCH.HIGH S.HYPO PMP # 5 | ASHCROFT | B450B X06 | STATIONARY | HMP4
EQP0001280 | PSH5236291 | CENT.FEED PMP#1 HI PRE SWITCH | UNITED ELECTRIC | H100-702 | STATIONARY | RSDL
EQP0001281 | PSH5236292 | CENT.FEED PMP#2 HI PRE SWITCH | ASCO | SA110K | STATIONARY | RSDL
EQP0001282 | PSH5236293 | CENT.FEED PMP#3 HI PRE SWITCH | UNITED ELECTRIC | H100-702 | STATIONARY | RSDL
EQP0001283 | PSH5236353 | POLYM.PUMP#3 CENTR.HI PRE SWTC | ASCO | SA11D | STATIONARY | RSDL
EQP0001292 | PSL12101 | PRESSURE SWITCH RO SKID #1 | ASHCROFT | B464B XCHNH2A | STATIONARY | BGWF
EQP0001293 | PSL12102 | PRESSURE SWITCH RO SKID #2 | ASHCROFT | B464B XCHNH2A | STATIONARY | BGWF
EQP0001294 | PSL12103 | PRESSURE SWITCH RO SKID #3 | ASHCROFT | B464B XCHNH2A | STATIONARY | BGWF
EQP0001305 | PSL5236291 | CENT.FEED PMP#1 LO PRE SWITCH | UNITED ELECTRIC | H100-702 | STATIONARY | RSDL
EQP0001306 | PSL5236292 | CENT.FEED PMP#2 LO PRE SWITCH | ASCO | SA110K | STATIONARY | RSDL
EQP0001307 | PSL5236293 | CENT.FEED PMP#3 LO PRE SWITCH | UNITED ELECTRIC | H100-702 | STATIONARY | RSDL
EQP0001308 | PSL8270 | PRSSURE SWITCH, ANTISCALANT | ASHCROFT | B424BXCHNHT0086 | STATIONARY | BGWF
EQP0001309 | PS0101 | PUMP 1 DISCH VALVE CNTRL PRESS | MERCOID | DS-7231-153-7 | STATIONARY | CHPS
EQP0001310 | PS0102 | PUMP 2 DISCH VALVE CNTRL PRESS | MERCOID | DS-7231-153-8S | STATIONARY | CHPS
EQP0001311 | PS0103 | PUMP 3 DISCH VALVE CNTRL PRESS | MERCOID | DS-7231-153-8S | STATIONARY | CHPS
EQP0001312 | PS0104 | PUMP 4 DISCH VALVE CNTRL PRESS | MERCOID | DS-7231-153-7 | STATIONARY | CHPS
EQP0001313 | PS0105 | PUMP 5 DISCH VALVE CNTRL PRESS | MERCOID | DS-7231-153-7 | STATIONARY | CHPS
EQP0001314 | PS0106 | PUMP 6 DISCH VALVE CNTRL PRESS | MERCOID | DS-7231-153-7 | STATIONARY | CHPS
EQP0001315 | PS0107 | HI DISCHARGE PRES LOW SPD P1-3 | MERCOID | DS-7231-153-7 | STATIONARY | CHPS
EQP0001316 | PS0108 | HI DISCHARGE PRES LOW SPD P4-6 | MERCOID | DS-7231-153-7 | STATIONARY | CHPS
EQP0001317 | PS0109 | HI DISCHARGE PRES HI SPD P1-3 | MERCOID | DS-7231-153-7 | STATIONARY | CHPS
EQP0001318 | PS0110 | HI DISCHARGE PRES HI SPD P4-6 | MERCOID | DS-7231-153-7 | STATIONARY | CHPS
EQP0001319 | PS03011 | PUMP#1 SHUT OFF PRESSURE SWTCH | MERCOID | DA 31-3 R8 | STATIONARY | LCPS
EQP0001320 | PS03012 | PUMP#1 OPERATING PRESS SWITCH | MERCOID | DA 31-3 R8 | STATIONARY | LCPS
EQP0001321 | PS03021 | PUMP#2 SHUT OFF PRESSURE SWTCH | MERCOID | D 33-3 R8 | STATIONARY | LCPS
EQP0001322 | PS03022 | PUMP#2 OPERATING PRESS SWITCH | MERCOID | D 33-3 R8 | STATIONARY | LCPS
EQP0001323 | PS03031 | PUMP#3 SHUT OFF PRESSURE SWTCH | MERCOID | DA-7031-153-8 | STATIONARY | LCPS
EQP0001324 | PS03032 | PUMP#3 OPERATING PRESS SWITCH | MERCOID | DA-7031-153-8 | STATIONARY | LCPS
EQP0001325 | PS10101A | PRESSURE SWITCH HIGH LH1M | SOR INC | 5NN-K5-NI-C2A | STATIONARY | BGWF
EQP0001326 | PS10101B | PRESSURE SWITCH HIGH LH1U | SOR INC | 5NN-K5-NI-C2A | STATIONARY | BGWF
EQP0001327 | PS10102A | PRESSURE SWITCH HIGH LH2M | SOR INC | 5NN-K5-NI-C2A | STATIONARY | BGWF
EQP0001328 | PS10102B | PRESSURE SWITCH HIGH LH2U | SOR INC | 5NN-K5-NI-C2A | STATIONARY | BGWF
EQP0001329 | PS10103A | PRESSURE SWITCH HIGH LH3M | SOR INC | 5NN-K5-NI-C2A | STATIONARY | BGWF
EQP0001330 | PS10103B | PRESSURE SWITCH HIGH LH3U | SOR INC | 5NN-K5-NI-C2A | STATIONARY | BGWF
EQP0001331 | PS3681 | THICKEN.PUMP#1 LO PRESS SWITCH | ASCO | SA110K | STATIONARY | RSDL
EQP0001332 | PS3683 | THICKEN.PUMP#3 LO PRESS SWITCH | ASCO | SA110K | STATIONARY | RSDL
EQP0001333 | PS6201 | PRESSURE SWITCH CONTROLS | ALLEN BRADLEY | BULLETIN 836 | STATIONARY | MLPS
EQP0001334 | PS6202 | PRESSURE SWITCH CONTROLS | ALLEN BRADLEY | BULLETIN 836 | STATIONARY | MLPS
EQP0001335 | PT3601 | DISCHARGE PRESSURE TRANSMITTER | MEASUREMENT SYS | KPSI-27547B120 | STATIONARY | YCWS
EQP0001336 | PT3602 | DISCHARGE PRESSURE TRANSMITTER | MEASUREMENT SYS | KPSI-27547B120 | STATIONARY | YCWS
EQP0001346 | TIT0101 | STATION TEMPERAT.TRANSMITTER | OMEGA ENGINEERI | TX 91 | STATIONARY | CHPS
EQP0001347 | TIT0301 | RESERVOIR TEMPER.TRANSMITTER | ROSEMOUNT ANALY | 0444RL1U1B1NA | STATIONARY | LCPS
EQP0001385 | TIT7101 | WATER TEMPERATURE TRANSMITTER | PYROMATION INC | GP01 | STATIONARY | ABMV
EQP0001387 | TI3601 | WATER TEMPERATURE INDICATOR | PRECISION DIGIT | PD690-3-N | STATIONARY | YCWS
EQP0001388 | TI3602 | WATER TEMPERATURE INDICATOR | PRECISION DIGIT | PD690-3-N | STATIONARY | YCWS
EQP0001389 | TSHL7222 | INSIDE TANK TEMPERATURE SWITCH | UNITED ELECTRIC | E40212D | STATIONARY | LANV
EQP0001390 | TSHL7322 | INSIDE TANK TEMPERATURE SWITCH | UNITED ELECTRIC | C40212D | STATIONARY | BUCK
EQP0001392 | TT3601 | WATER TEMPERATURE TRANSMITTER | ROSEMOUNT ANALY | 3144PDIAINAXA | STATIONARY | YCWS
EQP0001393 | TT3602 | WATER TEMPERATURE TRANSMITTER | ROSEMOUNT ANALY | 248HANAA2NSF6 | STATIONARY | YCWS
EQP0001398 | 0210000001 | GEN. LIGHTING AND POWER | STONCO | NA | STATIONARY | BUCK
EQP0001399 | 0241730001 | MAPCU CATHODIC PROT.CONTROLLER | FREEMAN | MACPU | STATIONARY | BUCK
EQP0001400 | 0250210001 | VALVE, BUCK TANK LEVEL CONTROL | GOLDEN ANDERSON | FIG #3300-DR | STATIONARY | BUCK
EQP0001401 | 0260110001 | ELEVATED STORAGE TANK | NA-COM SVCZ | E5268 | STATIONARY | BUCK
EQP0001402 | 0275010001 | BUCK FIRE SUPPRESSION SYSTEMS | VARIOUS | NA | STATIONARY | BUCK
EQP0001403 | 0310000001 | GEN. LIGHTING AND POWER | VARIOUS | NA | STATIONARY | CHPS
EQP0001404 | 0310010001 | PUMP, RW HORIZONTAL #1 | FAIRBANKS MORSE | 5825 | STATIONARY | CHPS
EQP0001405 | 0310010002 | PUMP, RW HORIZONTAL #2 | FAIRBANKS MORSE | 5825 | STATIONARY | CHPS
EQP0001406 | 0310010003 | PUMP, RW HORIZONTAL #3 | FAIRBANKS MORSE | 5825 | STATIONARY | CHPS
EQP0001407 | 0310010004 | PUMP, RW HORIZONTAL #4 | FAIRBANKS MORSE | 5825 | STATIONARY | CHPS
EQP0001408 | 0310010005 | PUMP, RW HORIZONTAL #5 | FAIRBANKS MORSE | 5825 | STATIONARY | CHPS
EQP0001409 | 0310010006 | PUMP, RW HORIZONTAL #6 | FAIRBANKS MORSE | 5825 | STATIONARY | CHPS
EQP0001410 | 0310010007 | MOTOR, RW PUMP #1 | RELIANCE ELECTR | VAQ10745-A3-RU | STATIONARY | CHPS
EQP0001411 | 0310010008 | MOTOR, RW PUMP #2 | RELIANCE ELECTR | VAQ10745-A1-RU | STATIONARY | CHPS
EQP0001412 | 0310010009 | MOTOR, RW PUMP #3 | RELIANCE ELECTR | 1VAQ10745-A1-RU | STATIONARY | CHPS
EQP0001413 | 0310010010 | MOTOR, RW PUMP #4 | RELIANCE ELECTR | 1VAQ10745-A2-RU | STATIONARY | CHPS
EQP0001414 | 0310010011 | MOTOR, RW PUMP #5 | RELIANCE ELECTR | 1VAQ10745-A1-RU | STATIONARY | CHPS
EQP0001415 | 0310010012 | MOTOR, RW PUMP #6 | RELIANCE ELECTR | 1VAQ10745-A3-RU | STATIONARY | CHPS
EQP0001416 | 0310070001 | SURGE VALVE #1 | GOLDEN ANDERSON | 1608 | STATIONARY | CHPS
EQP0001417 | 0310070002 | SURGE VALVE #2 | GOLDEN ANDERSON | 1608 | STATIONARY | CHPS
EQP0001418 | 0310280001 | WELL PUMP | STA-RITE | NA | STATIONARY | CHPS
EQP0001419 | 0310280002 | POTABLE WATER TANK NO. 1 | WELL-X-TROL | WX-421 | STATIONARY | CHPS
EQP0001420 | 0310280003 | POTABLE WATER TANK NO. 2 | WELL-X-TROL | WX-421 | STATIONARY | CHPS
EQP0001421 | 0310620000 | SEPTIC SYSTEM (CHPS) | VARIOUS | NA | STATIONARY | CHPS
EQP0001422 | 0310630001 | SEWER LIFT STATION | ZOELLER | NA | STATIONARY | CHPS
EQP0001423 | 0310710001 | DRAIN TRASH PUMP/MOTOR | ZOELLER | M57 | STATIONARY | CHPS
EQP0001424 | 0310910001 | TRAVELING SCREEN RW INTAKE | PARKSON CORPORA | AG-MN-85 | STATIONARY | CHPS
EQP0001425 | 0310920001 | FIXED BAR SCREEN | VARIOUS | NA | STATIONARY | CHPS
EQP0001426 | 0310930001 | CONTROL PANEL AQUAGUARD SCREEN | PARKSON CORPORA | 1823 | STATIONARY | CHPS
EQP0001427 | 0310930002 | DRIVE GEARBOX, AQUAGARD | WINSMITH INC. | 12MFSD | STATIONARY | CHPS
EQP0001428 | 0310930003 | DRIVE MOTOR, AQUAGARD SCREEN | RELIANCE ELECTR | P18G1123F | STATIONARY | CHPS
EQP0001429 | 0315010001 | SUMP PUMP #1 | ZOELLER | M57-E | STATIONARY | CHPS
EQP0001430 | 0315010002 | SUMP PUMP #2 | ZOELLER | M57-E | STATIONARY | CHPS
EQP0001431 | 0315010003 | SUMP PUMP #3 | ZOELLER | M57-E | STATIONARY | CHPS
EQP0001432 | 0315010004 | SUMP PUMP #4 | ZOELLER | M57-E | STATIONARY | CHPS
EQP0001433 | 0316810002 | VACUUM PRIMER/MOTOR 2 | BUSCH | RG0100E5061901 | STATIONARY | CHPS
EQP0001434 | 0316810003 | VACUUM PRIMING SYST RECEIVER | MANCHESTER TANK | NA | STATIONARY | CHPS
EQP0001435 | 0316810005 | MOTOR, VACUUM PRIMER #2 |  |  | STATIONARY | CHPS
EQP0001436 | 0316810006 | VACUUM PRIMER/MOTOR 1 |  |  | STATIONARY | CHPS
EQP0001437 | 0316810007 | MOTOR, VACUUM PRIMER #1 |  |  | STATIONARY | CHPS
EQP0001438 | 0338010001 | PIPING, RAW WATER | VARIOUS | NA | STATIONARY | CHPS
EQP0001439 | 0338010002 | PIPING, PLUMBING | VARIOUS | NA | STATIONARY | CHPS
EQP0001440 | 0338010003 | PIPING, VACUUM PRIMING | VARIOUS | NA | STATIONARY | CHPS
EQP0001441 | 0340010001 | EMERGENCY GENERATOR/LP ENG | FORD ENGINE | LSG-8751-6005-A | STATIONARY | CHPS
EQP0001442 | 0340010002 | GENERATOR | KOHLER | 80RZ72 | STATIONARY | CHPS
EQP0001443 | 0341010001 | MOTOR CONTROL CENTER MCC-1A | SIEMENS | 9-001-89174-30 | STATIONARY | CHPS
EQP0001444 | 0341010002 | MOTOR CONTROL CENTER MCC-1B | SIEMENS | 90018917430 | STATIONARY | CHPS
EQP0001445 | 0341110001 | MOTOR CONTROLLER RW PUMP #1 | SIEMENS | 81000 | STATIONARY | CHPS
EQP0001446 | 0341110002 | MOTOR CONTROLLER RW PUMP #2 | SIEMENS | 81000 | STATIONARY | CHPS
EQP0001447 | 0341110003 | MOTOR CONTROLLER RW PUMP #3 | SIEMENS | 81000 | STATIONARY | CHPS
EQP0001448 | 0341110004 | MOTOR CONTROLLER RW PUMP #4 | SIEMENS | 81000 | STATIONARY | CHPS
EQP0001449 | 0341110005 | MOTOR CONTROLLER RW PUMP #5 | SIEMENS | 81000 | STATIONARY | CHPS
EQP0001450 | 0341110006 | MOTOR CONTROLLER RW PUMP #6 | SIEMENS | 81000 | STATIONARY | CHPS
EQP0001451 | 0341210001 | AIR-BREAK C.BKR & DISCONNECT | ALLIS CHALMERS | MA-250 | STATIONARY | CHPS
EQP0001452 | 0341210002 | INTERIOR SWITCHGEAR | SIEMENS | 25-216-245-503 | STATIONARY | CHPS
EQP0001453 | 0341610001 | LIGHTING TRANSFORMER | SIEMENS | 36B | STATIONARY | CHPS
EQP0001454 | 0341610002 | LIGHTING TRANSFORMER | SIEMENS | 16B | STATIONARY | CHPS
EQP0001455 | 0341620001 | TRANSFORMER T-1 | SIEMENS | 51469 | STATIONARY | CHPS
EQP0001456 | 0341710001 | DC PWR SUPPLY & BATTERY BANK | SAF-NIFE | SLRF1206 | STATIONARY | CHPS
EQP0001457 | 0344120002 | ICE MACHINE | MANITOWOC | UD 0140A-161B | STATIONARY | CHPS
EQP0001458 | 0344510001 | ELECTRIC FURNACE | SINGER VALVE IN | UHS-7.5 | STATIONARY | CHPS
EQP0001459 | 0344610001 | UNIT HEATER, ELECTRIC #1 | AEIKEN PRODUCTS | AUH-524-S | STATIONARY | CHPS
EQP0001460 | 0344610002 | UNIT HEATER, ELECTRIC #2 | AEIKEN PRODUCTS | AUH-524-S | STATIONARY | CHPS
EQP0001461 | 0344610006 | UNIT HEATER NO. 6 | INDUSTRIAL ENGI | 234-U1W-0030U-3 | STATIONARY | CHPS
EQP0001462 | 0344720001 | WATER HEATER | RUUD | ES50-12-G-1 | STATIONARY | CHPS
EQP0001463 | 0345010001 | AIR DRYER, REFRIGERATED | INGERSOLL RAND | 1AD0971026 | STATIONARY | CHPS
EQP0001464 | 0345310001 | AIR SUPPLY UNIT HVU-1 | CARRIER | 39LG2083KS7531- | STATIONARY | CHPS
EQP0001465 | 0345400001 | VENTILATION FILTERS | TRI-DIM | NA | STATIONARY | CHPS
EQP0001466 | 0345410001 | FAN, EXHAUST EF-1 | BALDOR ELECTRIC | M3615T | STATIONARY | CHPS
EQP0001467 | 0345410002 | FAN, EXHAUST EF-2 | BALDOR ELECTRIC | M3615T | STATIONARY | CHPS
EQP0001468 | 0345410003 | FAN, EXHAUST EF-3 | BALDOR ELECTRIC | M3615T | STATIONARY | CHPS
EQP0001469 | 0345410005 | EXHAUST FAN MV-EAF-1 | COOL AIR INCORP | VA9D17E1151 | STATIONARY | CHPS
EQP0001470 | 0345650001 | FAN, RECIRCULATION REF-1 | BALDOR ELECTRIC | EM3661T | STATIONARY | CHPS
EQP0001471 | 0347110001 | BRIDGE CRANE/HOIST | CHESTER HOIST | ELM 1535.4 | STATIONARY | CHPS
EQP0001472 | 0347110002 | MOTOR, BRIDGE CRANE/HOIST | RELIANCE ELECTR | P56H3002P-OU | STATIONARY | CHPS
EQP0001473 | 0351110001 | FIRE PUMP AND MOTOR | GOULDS PUMPS | 10 JL10 | STATIONARY | CHPS
EQP0001474 | 0351110002 | MOTOR, FIRE PUMP |  |  | STATIONARY | CHPS
EQP0001475 | 0354020001 | ORION 420 WEATHER STATION | COLUMBIA WEATHE | WXT520-AAB0AA30 | STATIONARY | CHPS
EQP0001476 | 0355010001 | WALKER DAM | ARMY CORP OF EN | NA | STATIONARY | CHPS
EQP0001477 | 0370010001 | BACKFLOW PREVENTER, BF-1 | WATTS WATER TEC | 909 | STATIONARY | CHPS
EQP0001478 | 0370010003 | NAV. LIGHTS, PUMP STATION | UNKNOWN | NA | STATIONARY | CHPS
EQP0001479 | 0370010004 | NAV. LIGHTS, PUMP STATION | UNKNOWN | NA | STATIONARY | CHPS
EQP0001480 | 0370510002 | BATTERY-POWERED NAV. LIGHT | AUTOMATIC POWER | FA249 | STATIONARY | CHPS
EQP0001481 | 0375010001 | CHPS FIRE SUPPRESSION SYSTEMS | VARIOUS | NA | STATIONARY | CHPS
EQP0001482 | 0390010001 | GARAGE A | VARIOUS | NA | STATIONARY | CHPS
EQP0001483 | 0390010002 | GARAGE B | VARIOUS | NA | STATIONARY | CHPS
EQP0001484 | 0390010003 | GARAGE C | VARIOUS | NA | STATIONARY | CHPS
EQP0001485 | 0390010004 | PUMP STATION/GARAGE | VARIOUS | NA | STATIONARY | CHPS
EQP0001486 | 0410000001 | GENERAL LIGHTING AND POWER | LITHONIA | NA | STATIONARY | CPPS
EQP0001487 | 0410320001 | PUMP, FW BOOSTER PUMP #1 | WORTHINGTON | 10LN14 | STATIONARY | CPPS
EQP0001488 | 0410320002 | PUMP, FW BOOSTER #3 | WORTHINGTON | 10LN14 | STATIONARY | CPPS
EQP0001489 | 0410320003 | PUMP, FW BOOSTER #4 | WORTHINGTON | 10LN14 | STATIONARY | CPPS
EQP0001490 | 0410320004 | MOTOR, FW BOOSTER PUMP #1 | GENERAL ELECTRI | 5K445AK263 | STATIONARY | CPPS
EQP0001491 | 0410320005 | MOTOR, FW BOOSTER PUMP #3 | GENERAL ELECTRI | 5K445AK263 | STATIONARY | CPPS
EQP0001492 | 0410320006 | MOTOR, FW BOOSTER PUMP #4 | GENERAL ELECTRI | 5K445AK263 | STATIONARY | CPPS
EQP0001493 | 0410320007 | ENGINE, FW BOOSTER PUMP #1 | CUMMINS | GNH-250-IP | STATIONARY | CPPS
EQP0001494 | 0410320008 | ENGINE, FW BOOSTER PUMP #3 | CUMMINS | GNH-250-IP | STATIONARY | CPPS
EQP0001495 | 0410320009 | ENGINE, FW BOOSTER PUMP #4 | CUMMINS | GNH-250-IP | STATIONARY | CPPS
EQP0001496 | 0410320010 | CLUTCH, #1 FW BOOSTER PUMP | CENTRIC | CGC | STATIONARY | CPPS
EQP0001497 | 0410320011 | CLUTCH, #3 FW BOOSTER PUMP | CENTRIC | CGC | STATIONARY | CPPS
EQP0001498 | 0410320012 | CLUTCH, #4 FW BOOSTER PUMP | CENTRIC | CGC | STATIONARY | CPPS
EQP0001499 | 0411610001 | PUMP, RECIRCULATION | WORTHINGTON | 4CNE74 | STATIONARY | CPPS
EQP0001500 | 0411610002 | MOTOR, RECIRCULATION |  |  | STATIONARY | CPPS
EQP0001501 | 0416910001 | VACUUM PRIMING COMPRESSORR | QUINCY | R-15 8 | STATIONARY | CPPS
EQP0001502 | 0416910002 | MOTOR, VACUUM PRIMER SYST CPPS | BALDOR ELECTRIC | 05C001W493H1 | STATIONARY | CPPS
EQP0001503 | 0438010001 | PIPING, FINISHED WATER | VARIOUS | NA | STATIONARY | CPPS
EQP0001504 | 0438010002 | PIPING, PLUMBING | VARIOUS | NA | STATIONARY | CPPS
EQP0001505 | 0438010003 | PIPING, VACUUM PRIMING | VARIOUS | NA | STATIONARY | CPPS
EQP0001506 | 0438010004 | PIPING, NATURAL GAS | VARIOUS | NA | STATIONARY | CPPS
EQP0001507 | 0438010005 | PIPING, RECIRCULATION | VARIOUS | NA | STATIONARY | CPPS
EQP0001508 | 0440020001 | GEN., EMERG. BACKUP GAS ENGINE | CUMMINS | 400F0C43DA | STATIONARY | CPPS
EQP0001509 | 0440040001 | ENGINE, EMERGENCY GENERATOR | CUMMINS | GNHC-4 | STATIONARY | CPPS
EQP0001510 | 0441110001 | MOTOR CONTROL CENTER | CUTLER HAMMER | NA | STATIONARY | CPPS
EQP0001511 | 0441830001 | CONTROL PANEL, VACUUM PRIMER | FURNAS | 84CAA34BEDA-BA | STATIONARY | CPPS
EQP0001512 | 0441830002 | CNTRL PANEL CATHODIC PROTECT | FREEMAN | 88M0099 | STATIONARY | CPPS
EQP0001513 | 0444610001 | UNIT HEATER, EUH-1 | MARKEL | 04446100015874T | STATIONARY | CPPS
EQP0001514 | 0444610002 | UNIT HEATER, EUH-2 | DIMPLEX | EUH05A73 | STATIONARY | CPPS
EQP0001515 | 0444610003 | UNIT HEATER, EUH-3 | DIMPLEX | NA | STATIONARY | CPPS
EQP0001516 | 0444610004 | UNIT HEATER, EUH-4 | DIMPLEX | EUH05874TC | STATIONARY | CPPS
EQP0001517 | 0444610005 | UNIT HEATER, EUH-5 | MARKEL | 1505CA | STATIONARY | CPPS
EQP0001518 | 0444610006 | UNIT HEATER, EUH-6 | DIMPLEX | EUH05874TC | STATIONARY | CPPS
EQP0001519 | 0444610007 | UNIT HEATER, BASEBOARD | ELECTROMODE | 3714 CFS-4 | STATIONARY | CPPS
EQP0001520 | 0444610008 | UNIT HEATER, BASEBOARD EUH-87 | ELECTROMODE | 3714 CFS-2 | STATIONARY | CPPS
EQP0001521 | 0445410001 | EXHAUST/VENTILATION FAN #1 | DAYTON | 3C665 | STATIONARY | CPPS
EQP0001522 | 0445410002 | EXHAUST/VENTILATION FAN #2 | DAYTON | 3C665 | STATIONARY | CPPS
EQP0001523 | 0445410003 | EXHAUST/VENTILATION FAN #3 | DAYTON | 3C665 | STATIONARY | CPPS
EQP0001524 | 0445410004 | EXHAUST/VENTILATION FAN #4 | DAYTON | 3C665 | STATIONARY | CPPS
EQP0001525 | 0445410005 | EXHAUST FAN #5 (CL2 ROOM) | HIRSCHMAN POHLE | 5KH38PG317 | STATIONARY | CPPS
EQP0001526 | 0447110001 | BRIDGE CRANE/HOIST | WRIGHT | AT | STATIONARY | CPPS
EQP0001527 | 0450060001 | VALVE, INLET ALTITUDE VALVE |  |  | STATIONARY | CPPS
EQP0001528 | 0450090001 | VALVE, CHK #1 BOOSTER DISCH | MILLER | 11W53 | STATIONARY | CPPS
EQP0001529 | 0450090002 | VALVE, CHK #3 BOOSTER DISCH | MILLER | 11W53 | STATIONARY | CPPS
EQP0001530 | 0450090003 | VALVE, CHK #4 BOOSTER DISCH | MILLER | 11W53 | STATIONARY | CPPS
EQP0001531 | 0450210002 | VALVE, GRND TANK LEVEL CONTROL | CLA-VAL CO. | 100-01K0 | STATIONARY | CPPS
EQP0001532 | 0454410001 | VALVE, GRND TANK ISOLATION | DEZURIK | NA | STATIONARY | CPPS
EQP0001533 | 0454410002 | VALVE, PUMP STATION ISOLATION | BIF | TIGHT CLOSING | STATIONARY | CPPS
EQP0001534 | 0454410003 | VALVE, BOOSTER PUMP #1 DISCH | BIF | TIGHT CLOSING | STATIONARY | CPPS
EQP0001535 | 0454410004 | VALVE, BOOSTER PUMP #1 SUCT | BIF | TIGHT CLOSING | STATIONARY | CPPS
EQP0001536 | 0454410005 | VALVE, BOOSTER PUMP #3 DISCH | BIF | TIGHT CLOSING | STATIONARY | CPPS
EQP0001537 | 0454410006 | VALVE, BOOSTER PUMP #3 SUCTION | BIF | TIGHT CLOSING | STATIONARY | CPPS
EQP0001538 | 0454410007 | VALVE, BOOSTER PUMP #4 DISCH | BIF | TIGHT CLOSING | STATIONARY | CPPS
EQP0001539 | 0454410008 | VALVE, BOOSTER PUMP #4 SUCTION | BIF | TIGHT CLOSING | STATIONARY | CPPS
EQP0001540 | 0475010001 | FIRE SUPPRESSION SYSYTEMS CPPS | STATEWIDE | NA | STATIONARY | CPPS
EQP0001541 | 0475620001 | FENCING/GATES, CPPS | VARIOUS | NA | STATIONARY | CPPS
EQP0001542 | 0490010001 | BUILDING, CPPS | VARIOUS | NA | STATIONARY | CPPS
EQP0001543 | 0541730001 | MAPCU CATHODIC PROT.CONTROLLER | FREEMAN | MACPU | STATIONARY | CPST
EQP0001544 | 0560010001 | GROUND STORAGE TANK | UNKNOWN | NA | STATIONARY | CPST
EQP0001545 | 0722720001 | STRAINER, LEVEL CONTRL ET60 | GOLDEN ANDERSON | NA | STATIONARY | ET60
EQP0001546 | 0741730001 | MAPCU CATHODIC PROT.CONTROLLER | FREEMAN | MACPU | STATIONARY | ET60
EQP0001547 | 0750050001 | VALVE, INLET TO LVL CONTRL VLV | MET | NA | STATIONARY | ET60
EQP0001548 | 0750050002 | VALVE, OUTLET LVL CONTRL VLV | MET | NA | STATIONARY | ET60
EQP0001549 | 0750050003 | VALVE, DISCH ET60 TANK | ANNISTON | NA | STATIONARY | ET60
EQP0001550 | 0750050004 | VALVE, DISCH FROM CHK VALVE | MUELLER | NA | STATIONARY | ET60
EQP0001551 | 0750210001 | VALVE, LEVEL CONTRL ET60 TANK | GOLDEN ANDERSON | NA | STATIONARY | ET60
EQP0001552 | 0754110001 | VALVE, CHECK DISCH ET60 TANK | CRANE/DEMING | NA | STATIONARY | ET60
EQP0001553 | 0760110001 | ELEVATED STORAGE TANK | UNKNOWN | NA | STATIONARY | ET60
EQP0001554 | 0790010001 | BUILDING, VALVE VAULT | VARIOUS | NA | STATIONARY | ET60
EQP0001555 | 0810000001 | TANK CHAMBER POWER AND LIGHTS | VARIOUS | NA | STATIONARY | FHET
EQP0001556 | 0841730001 | MAPCU CATHODIC PROT.CONTROLLER | FREEMAN | MACPU | STATIONARY | FHET
EQP0001557 | 0850210001 | VALVE, FHET ALT LEVEL CONTROL | BERMAD | 783 AX | STATIONARY | FHET
EQP0001558 | 0854420001 | VALVE, LEVEL CONTRL VLV SUPPLY | VARIOUS | NA | STATIONARY | FHET
EQP0001559 | 0854420002 | VALVE, LEVEL CONTRL VLV DISCH | VARIOUS | NA | STATIONARY | FHET
EQP0001560 | 0854420003 | VALVE, LEVEL CONTRL VLV BYPASS | VARIOUS | NA | STATIONARY | FHET
EQP0001561 | 0860110001 | ELEVATED STORAGE TANK | UNKNOWN | NA | STATIONARY | FHET
EQP0001562 | 0875010001 | FIRE SUPPRESSION, FHET | VARIOUS | NA | STATIONARY | FHET
EQP0001563 | 0875620001 | GATE/FENCING, FHET SECURITY | VARIOUS | NA | STATIONARY | FHET
EQP0001564 | 0890010001 | BUILDING, FHET VAULT | VARIOUS | NA | STATIONARY | FHET
EQP0001565 | 1010000001 | GENERAL POWER AND LIGHT SYSTEM | VARIOUS | NA | STATIONARY | HMP4
EQP0001722 | 1023020001 | TANK, SOD HYPO BULK #1 | AUGUSTA FIBERGL | P.O. 1406-011P | STATIONARY | HMP4
EQP0001723 | 1023020002 | TANK, SOD HYPO BULK #2 | AUGUSTA FIBERGL | P.O. 1406-011P | STATIONARY | HMP4
EQP0001724 | 1023020003 | TANK, SOD HYPO BULK #3 | AUGUSTA FIBERGL | P.O. 1406-011P | STATIONARY | HMP4
EQP0001725 | 1023020004 | TANK, SOD HYPO BULK #4 | AUGUSTA FIBERGL | P.O. 1406-011P | STATIONARY | HMP4
EQP0001726 | 1023020005 | TANK, SOD HYPO BULK #5 | AUGUSTA FIBERGL | P.O. 1406-011P | STATIONARY | HMP4
EQP0001727 | 1023030001 | TANK, SOD HYPO DAY | AUGUSTA FIBERGL | P.O. 1406-011P | STATIONARY | HMP4
EQP0001728 | 1023040001 | PUMP, SOD HYPO TRANSFER #1 | WATSON-MARLOW P | BREDEL 50 | STATIONARY | HMP4
EQP0001729 | 1023040002 | PUMP, SOD HYPO TRANSFER #2 | WATSON-MARLOW P | BREDEL 50 | STATIONARY | HMP4
EQP0001730 | 1023050001 | PUMP, SOD HYPO FEED #1 | WATSON-MARLOW P | 620UMAN RE | STATIONARY | HMP4
EQP0001731 | 1023050002 | PUMP, SOD HYPO FEED #2 | WATSON-MARLOW P | 620UMAN RE | STATIONARY | HMP4
EQP0001732 | 1023050003 | PUMP, SOD HYPO FEED #3 | WATSON-MARLOW P | 620UMAN RE | STATIONARY | HMP4
EQP0001733 | 1023050004 | PUMP, SOD HYPO FEED #4 | WATSON-MARLOW P | 620UMAN RE | STATIONARY | HMP4
EQP0001734 | 1023050005 | PUMP, SOD HYPO FEED #5 | WATSON-MARLOW P | 620UMAN RE | STATIONARY | HMP4
EQP0001884 | 1038010024 | PIPING, SODIUM HYPOCHLORITE | VARIOUS | NA | STATIONARY | HMP4
EQP0001958 | 1041720004 | UPS, LAB EQUIPMENT UNIT A |  |  | STATIONARY | HMP4
EQP0001959 | 1041720005 | UPS, LAB EQUIPMENT UNIT B |  |  | STATIONARY | HMP4
EQP0001973 | 1044220001 | HVAC HUMIDIFIER, ADMIN SERVER |  |  | STATIONARY | HMP4
EQP0001974 | 1044220002 | MOTOR, HVAC HUMID ADMIN SERVER |  |  | STATIONARY | HMP4
EQP0002041 | 1045400001 | VENTILATION FILTERS | TRI-DIM | NA | STATIONARY | HMP4
EQP0002108 | 1046060003 | HYDRATED LIME AIR COMPRESSOR | INGERSOLL RAND | 2340D3-CW | STATIONARY | HMP4
EQP0002424 | 1055010002 | DAM, HARWOODS MILL | ARMY CORP OF EN | NA | STATIONARY | HMP4
EQP0002437 | 1070020002 | BACKFL, SOD HYPO SPRINKLER SYS |  |  | STATIONARY | HMP4
EQP0002438 | 1070020003 | BACKFL, SOD HYPO SPRINKLER SYS |  |  | STATIONARY | HMP4
EQP0002440 | 1075010001 | CHEMICAL FIRE EXTINGUISHERS | VARIOUS | NA | STATIONARY | HMP4
EQP0002477 | 1210000001 | GENERAL POWER AND LIGHT SYSTEM | STONCO | NA | STATIONARY | KMET
EQP0002478 | 1215010001 | SUMP PUMP #1 | ZOELLER | M57-E | STATIONARY | KMET
EQP0002479 | 1241420001 | MAIN POWER DISCONNECT SWITCH | GENERAL ELECTRI | TG3223RH | STATIONARY | KMET
EQP0002480 | 1241730001 | MAPCU CATHODIC PROTECTION SYST | FREEMAN | MACPU | STATIONARY | KMET
EQP0002481 | 1241810001 | PANEL, LIGHTING (LP-1) | CUTLER HAMMER | CH22B100R | STATIONARY | KMET
EQP0002482 | 1244610001 | UNIT HEATER, ELECTRIC | DAYTON | CAT# 2YU61 | STATIONARY | KMET
EQP0002483 | 1260110001 | ELEVATED STORAGE TANK | HORTON TANK | NA | STATIONARY | KMET
EQP0002484 | 1275010001 | FIRE SUPPRESSION SYSTEMS KMET | VARIOUS | NA | STATIONARY | KMET
EQP0002485 | 14 C510004 | SILO, RW LIME STORAGE #4 | CHEMCO | 60-65-12X11-0 H | STATIONARY | HMP4
EQP0002486 | 1410000001 | GENERAL POWER AND LIGHT SYSTEM | VARIOUS | NA | STATIONARY | LANF
EQP0002487 | 1450050001 | VALVE, CROSOVER FROM METERS |  |  | STATIONARY | LANF
EQP0002488 | 1450050002 | VALVE, BACKFLO PREVENTER SUPPL | M&H VALVE | NA | STATIONARY | LANF
EQP0002489 | 1450050003 | VALVE, SUP TO GOV. 8 IN MAIN | KENNEDY/CLOW | NA | STATIONARY | LANF
EQP0002490 | 1450210001 | VALVE, LEVEL CTRL LANGLEY TANK | GOLDEN ANDERSON | DOUBLE ACTING | STATIONARY | LANF
EQP0002491 | 1450220001 | VALVE, #1 PRESSURE SUSTAINING | GOLDEN ANDERSON | 8-INCH | STATIONARY | LANF
EQP0002492 | 1450220002 | VALVE, #2 PRESSURE SUSTAINING | GOLDEN ANDERSON | 8-INCH | STATIONARY | LANF
EQP0002493 | 1460210001 | VAULT, METERING, NASA/LANGLEY | UNKNOWN | NA | STATIONARY | LANF
EQP0002494 | 1475010001 | LANF FIRE SUPPRESSION SYSTEMS | AMEREX | 500 | STATIONARY | LANF
EQP0002495 | 1490010001 | BUILDING, LANF INSTRUMENTATION | UNKNOWN | NA | STATIONARY | LANF
EQP0002496 | 1510000001 | GENERAL POWER AND LIGHT SYSTEM | VARIOUS | NA | STATIONARY | LANV
EQP0002497 | 1541730001 | MAPCU CATHODIC PROT.CONTROLLER | FREEMAN | MACPU | STATIONARY | LANV
EQP0002498 | 1550210001 | VALVE, LANV ALT/LEVEL CONTROL | GOLDEN ANDERSON | FIG #3300-DR | STATIONARY | LANV
EQP0002499 | 1554410001 | VALVE, LANV ALT VLV SUPPLY | MUELLER | NA | STATIONARY | LANV
EQP0002500 | 1554410002 | VALVE, LANV ALT VLV DISCHARGE | MUELLER | NA | STATIONARY | LANV
EQP0002501 | 1554410003 | VALVE, LANV ALT VLV BYPASS | MUELLER | NA | STATIONARY | LANV
EQP0002502 | 1560110001 | LANGLEY VIEW ELEVATED TANK | AB | NA | STATIONARY | LANV
EQP0002503 | 1575010001 | FIRE SUPPRESSION, LANV | VARIOUS | NA | STATIONARY | LANV
EQP0002504 | 1575620001 | GATE/FENCING, LANV PERIMETER | VARIOUS | NA | STATIONARY | LANV
EQP0002505 | 1610000001 | GENERAL POWER AND LIGHT SYSTEM | VARIOUS | NA | STATIONARY | LCPS
EQP0002506 | 1610020001 | RW VERTICAL PUMP/MTR #1 | JOHNSTON PUMP C | NA | STATIONARY | LCPS
EQP0002507 | 1610020002 | RW VERTICAL PUMP/MOTOR #2 | JOHNSTON PUMP C | NA | STATIONARY | LCPS
EQP0002508 | 1610020003 | RW PUMP #3 | FLOWAY | 28FKH | STATIONARY | LCPS
EQP0002509 | 1610620000 | SEPTIC SYSTEM (LCPS) | VARIOUS | NA | STATIONARY | LCPS
EQP0002510 | 1610640001 | SEWAGE PUMP | CLOW PUMP | EJEX | STATIONARY | LCPS
EQP0002511 | 1610810001 | DRAIN PUMP AND MOTOR #1 | FLYGT PUMPS | CP 3200 | STATIONARY | LCPS
EQP0002512 | 1610810002 | DRAIN PUMP AND MOTOR #2 | FLYGT PUMPS | CP 3200 | STATIONARY | LCPS
EQP0002513 | 1615010001 | SUMP PUMP | HYDROMATIC PUMP | W-A1 | STATIONARY | LCPS
EQP0002514 | 1635010001 | HYDRAULIC OIL ACCUMULATOR SYS | ALLIS CHALMERS | 65 | STATIONARY | LCPS
EQP0002515 | 1638010001 | PIPING, RAW WATER | VARIOUS | NA | STATIONARY | LCPS
EQP0002516 | 1638010003 | PIPING, HYDRAULIC OIL | VARIOUS | NA | STATIONARY | LCPS
EQP0002517 | 1638010004 | PIPING, PLUMBING | VARIOUS | NA | STATIONARY | LCPS
EQP0002518 | 1638110001 | EYEWASH, EMERGENCY LCPS | FENDALL FLASH F | 400 | STATIONARY | LCPS
EQP0002519 | 1641210001 | SWITCHGEAR | GENERAL ELECTRI | 7160C117G | STATIONARY | LCPS
EQP0002520 | 1641220001 | 1 2.4KV BKR/ 4 1000HP STARTERS | GENERAL ELECTRI | AM-4.16-250-9H | STATIONARY | LCPS
EQP0002521 | 1641610001 | TRANSFORMER XFMR-2 | GENERAL ELECTRI | 9T23133872 | STATIONARY | LCPS
EQP0002522 | 1641620001 | TRANSFORMER, OIL-FILLED, O.D. | GENERAL ELECTRI | M314451TCPA | STATIONARY | LCPS
EQP0002523 | 1644610001 | UNIT HEATER, ELECTRIC #1 | SINGER VALVE IN | EUH 08K | STATIONARY | LCPS
EQP0002524 | 1644610002 | UNIT HEATER, ELECTRIC #2 | SINGER VALVE IN | EUH 08K | STATIONARY | LCPS
EQP0002525 | 1644610003 | UNIT HEATER, ELECTRIC #3 | SINGER VALVE IN | EUH 08K | STATIONARY | LCPS
EQP0002526 | 1644610004 | UNIT HEATER, ELECTRIC #4 | SINGER VALVE IN | EUH 08K | STATIONARY | LCPS
EQP0002527 | 1645010001 | AIR DRYER HYD ACCUM AIR COMPR | GREAT LAKES | GRF-20 | STATIONARY | LCPS
EQP0002528 | 1645010002 | AIR DRYER INSTR AIR COMPRESSOR | INGERSOLL RAND | 1ADO677012 | STATIONARY | LCPS
EQP0002529 | 1645410001 | EXHAUST/VENTILATION FAN #1 | ACME | P33LU-2S | STATIONARY | LCPS
EQP0002530 | 1645410002 | EXHAUST/VENTILATION FAN #2 | ACME | P33LU-2S096A | STATIONARY | LCPS
EQP0002531 | 1645410003 | EXHAUST FAN NO. 3 | ACME | F141B6-1 | STATIONARY | LCPS
EQP0002532 | 1646010001 | AIR COMPRESSOR | LEROI INTERNATI | 300 | STATIONARY | LCPS
EQP0002533 | 1646010002 | COMPRESSOR, INSTRUMENT AIR | INGERSOLL RAND | AF5 | STATIONARY | LCPS
EQP0002534 | 1647110001 | BRIDGE CRANE AND HOIST | PHILADELPHIA TR | ER | STATIONARY | LCPS
EQP0002535 | 1647210001 | JIB CRANE AND HOIST #1 | SHAW-BOX | 3162666-21 | STATIONARY | LCPS
EQP0002536 | 1647210002 | JIB CRANE AND HOIST NUMBER 2 | SHAW-BOX | 316266-21 | STATIONARY | LCPS
EQP0002537 | 1650060001 | VALVE, PLUG #1 RW PUMP DISCH. |  |  | STATIONARY | LCPS
EQP0002538 | 1650060002 | VALVE, PLUG #2 RW PUMP DISCH. |  |  | STATIONARY | LCPS
EQP0002539 | 1651010003 | MOTORIZED SLUICE GATE #3 | LIMITORQUE | SMB-2 | STATIONARY | LCPS
EQP0002540 | 1651010004 | MOTORIZED SLUICE GATE #4 | LIMITORQUE | SMB-2 | STATIONARY | LCPS
EQP0002541 | 1651010005 | MOTORIZED SLUICE GATE #5 | LIMITORQUE | SMB-1 | STATIONARY | LCPS
EQP0002542 | 1651010006 | MOTORIZED SLUICE GATE #6 | LIMITORQUE | SMB-0 | STATIONARY | LCPS
EQP0002543 | 1651010007 | MOTORIZED SLUICE GATE #7 | LIMITORQUE | SMB-0 | STATIONARY | LCPS
EQP0002544 | 1651010008 | MOTORIZED SLUICE GATE #8 | LIMITORQUE | SMB-0 | STATIONARY | LCPS
EQP0002545 | 1651010009 | MOTORIZED SLUICE GATE #9 | LIMITORQUE | SMB-0 | STATIONARY | LCPS
EQP0002546 | 1651010010 | MOTORIZED SLUICE GATE #10 | LIMITORQUE | SMB-0 | STATIONARY | LCPS
EQP0002547 | 1654020001 | ORION 420 WEATHER STATION | COLUMBIA WEATHE | WXT520-AAB0AA30 | STATIONARY | LCPS
EQP0002548 | 1654420001 | VALVE, BALL #3 RW PUMP DISCH. |  |  | STATIONARY | LCPS
EQP0002549 | 1655010001 | DAM, LITTLE CREEK | WATERWORKS | NA | STATIONARY | LCPS
EQP0002550 | 1675010001 | FIRE SUPPRESSION SYSTEMS LCPS | VARIOUS | NA | STATIONARY | LCPS
EQP0002551 | 1675620001 | SECURITY FENCING/GATES | VARIOUS | NA | STATIONARY | LCPS
EQP0002552 | 1690010001 | PUMP STATION BUILDING | VARIOUS | NA | STATIONARY | LCPS
EQP0002553 | 1651010001 | MOTORIZED SLUICE GATE #1 | LIMITORQUE | SMB-0 | STATIONARY | LCPS
EQP0002554 | 1651010002 | MOTORIZED SLUICE GATE #2 | LIMITORQUE | SMB-1 | STATIONARY | LCPS
EQP0002555 | 2010000001 | GENERAL POWER AND LIGHTING | LITHONIA | EJS | STATIONARY | MLPS
EQP0002556 | 2010120001 | VENTURI, MLPS | BIF | 181 | STATIONARY | MLPS
EQP0002557 | 2010310001 | FW BOOSTER PUMP #1 | AURORA PUMPS | 411-BF | STATIONARY | MLPS
EQP0002558 | 2010310002 | FW BOOSTER PUMP #2 | AURORA PUMPS | 411-BF | STATIONARY | MLPS
EQP0002559 | 2010310003 | MOTOR, FW BOOSTER PUMP #1 | US ELECTRIC MOT | CL0100213 | STATIONARY | MLPS
EQP0002560 | 2010310004 | MOTOR FW BOOSTER PUMP #2 | US ELECTRIC MOT | CL0100213 | STATIONARY | MLPS
EQP0002561 | 2010350001 | RECIRCULATION PUMP 1 | AURORA PUMPS | 344A-BF | STATIONARY | MLPS
EQP0002562 | 2010350002 | RECIRCULATION PUMP 2 | AURORA PUMPS | 344A-BF | STATIONARY | MLPS
EQP0002563 | 2010350003 | MOTOR, RECIRCULATION PUMP #1 | BALDOR ELECTRIC | M3309T | STATIONARY | MLPS
EQP0002564 | 2010350004 | MOTOR, RECIRCULATION PUMP #2 | US ELECTRIC MOT | L0090217 | STATIONARY | MLPS
EQP0002565 | 2038010001 | PIPING, FINISHED WATER | VARIOUS | NA | STATIONARY | MLPS
EQP0002566 | 2038010002 | PIPING, PLUMBING | VARIOUS | NA | STATIONARY | MLPS
EQP0002567 | 2038010003 | PIPING, RECIRCULATION | VARIOUS | NA | STATIONARY | MLPS
EQP0002568 | 2040010001 | EMERGENCY GENERATOR, MLPS | CUMMINS | 680FDR7128JJW | STATIONARY | MLPS
EQP0002569 | 2040040001 | DIESEL, MLPS EMERG. GENERATOR | CUMMINS | VTA28CS1 | STATIONARY | MLPS
EQP0002570 | 2040060001 | RADIATOR, EMERG DIESEL | ROCORE IND | H12-8-7.5 | STATIONARY | MLPS
EQP0002571 | 2040070001 | MLPS DIESEL EXHAUST MUFFLER | VARIOUS | NA | STATIONARY | MLPS
EQP0002572 | 2041010001 | MOTOR CONTROL CENTER #1 | SQUARE D | Model 4 | STATIONARY | MLPS
EQP0002573 | 2041010002 | MOTOR CONTROL CENTER #2 | SQUARE D | Model 4 | STATIONARY | MLPS
EQP0002574 | 2041610001 | TRANSFORMER, DRY | SQUARE D | 3334917212 | STATIONARY | MLPS
EQP0002575 | 2044610001 | UNIT HEATER, ELECTRIC #1 | ELECTROMODE | EUH0573 | STATIONARY | MLPS
EQP0002576 | 2044610002 | UNIT HEATER, ELECTRIC #2 | AIR HEAT | EUH05874 | STATIONARY | MLPS
EQP0002577 | 2044610003 | UNIT HEATER, ELECTRIC #3 | Q_MARK | MUH0541 | STATIONARY | MLPS
EQP0002578 | 2044610004 | UNIT HEATER, ELECTRIC #4 | ELECTROMODE | EUH0573 | STATIONARY | MLPS
EQP0002579 | 2044610005 | UNIT HEATER, ELECTRIC #5 | CAROLINA PRODUC | USA48530R127 | STATIONARY | MLPS
EQP0002580 | 2044720001 | WATER HEATER, ELECTRIC MLPS | STATE IND | PV17LMS1K | STATIONARY | MLPS
EQP0002581 | 2045410001 | EXHAUST/VENTILATION FAN #1 | FAN CENTRIC | P/N245H | STATIONARY | MLPS
EQP0002582 | 2045410002 | EXHAUST/VENTILATION FAN #2 | FAN CENTRIC | P/N245H | STATIONARY | MLPS
EQP0002583 | 2045410003 | EXHAUST/VENTILATION FAN #3 | ACME | 6-35019 | STATIONARY | MLPS
EQP0002584 | 2045410004 | EXHAUST/VENTILATION BATHROOM | ACME | PW12GA8 | STATIONARY | MLPS
EQP0002585 | 2045410005 | EXHAUST/VENTILATION FAN #5 | FAN CENTRIC | PW17108 | STATIONARY | MLPS
EQP0002586 | 2045410006 | EXHAUST FAN NO. 6 | ACME | PW171D8 | STATIONARY | MLPS
EQP0002587 | 2047110001 | BRIDGE CRANE AND HOIST | RELIABLE | SERIES 646 | STATIONARY | MLPS
EQP0002588 | 2050210001 | VALVE, GRND TANK LEVEL CONTROL | BERMAD | 783-55-AXS00743 | STATIONARY | MLPS
EQP0002589 | 2054110001 | VALVE, CHECK BOOSTER PMP #1HAS | APCO VALVE | NA | STATIONARY | MLPS
EQP0002590 | 2054110002 | VALVE, CHECK BOOSTER PMP #2 | APCO VALVE | NA | STATIONARY | MLPS
EQP0002591 | 2054210001 | VALVE, INLET TO TANK ALT VALVE | DEZURIK | 9071057 | STATIONARY | MLPS
EQP0002592 | 2054410001 | VALVE, PMP STATION ISOLATION | MUELLER | NA | STATIONARY | MLPS
EQP0002593 | 2054410004 | VALVE BF DISCHARGE PUMP 2 | MUELLER | NA | STATIONARY | MLPS
EQP0002594 | 2054410005 | VALVE, BF SUCTION PUMP 2 | MUELLER | NA | STATIONARY | MLPS
EQP0002595 | 2054410006 | VALVE, MLST ISOLATION | MUELLER | NA | STATIONARY | MLPS
EQP0002596 | 2054410008 | VALVE, BF DISCHARGE PUMP 1 | MUELLER | NA | STATIONARY | MLPS
EQP0002597 | 2054410009 | VALVE, BF SUCTION PUMP 1 | MUELLER | NA | STATIONARY | MLPS
EQP0002598 | 2065010001 | TANK, AST |  |  | STATIONARY | MLPS
EQP0002599 | 2065110001 | TANK, DAY DIESEL |  |  | STATIONARY | MLPS
EQP0002600 | 2075010001 | FIRE EXTINGUISHER, CHEMICAL | VARIOUS | NA | STATIONARY | MLPS
EQP0002601 | 2075620001 | MLPS SECURITY GATE/FENCE | VARIOUS | NA | STATIONARY | MLPS
EQP0002602 | 2090010001 | BUILDING, MLPS | GAVCO | NA | STATIONARY | MLPS
EQP0002603 | 2154410001 | VALVE, GATE TANK DRAIN | NA | NA | STATIONARY | MLST
EQP0002604 | 2160010001 | TANK, MLPS GROUND STORAGE | UNKNOWN | NA | STATIONARY | MLST
EQP0002605 | 2210000001 | POWER & LIGHTING 48TH ST | LITHONIA | NA | STATIONARY | MS60
EQP0002606 | 2245410001 | EXHAUST/VENTILATION FAN 48TH | DAYTON | 3CC74 | STATIONARY | MS60
EQP0002607 | 2275010001 | 48ST FIRE SUPPRESSION SYSTEMS | STATEWIDE | VARIOUS | STATIONARY | MS60
EQP0002608 | 2290010002 | WAREHOUSE 48TH ST | UNKNOWN | NA | STATIONARY | MS60
EQP0002609 | 2410000001 | GENERAL POWER AND LIGHT SYSTEM | STONCO | NA | STATIONARY | PHET
EQP0002610 | 2422720001 | STRAINER, INLET TO ALT. VALVE | GOLDEN ANDERSON | NA | STATIONARY | PHET
EQP0002611 | 2441730001 | MAPCU CATHODIC PROT.CONTROLLER | FREEMAN | MACPU | STATIONARY | PHET
EQP0002612 | 2450050001 | VALVE, INLET TO ALTITUDE VALVE | LUDLOW | NA | STATIONARY | PHET
EQP0002613 | 2450050002 | VALVE, ALTITUDE VALVE TO PHET | LUDLOW | NA | STATIONARY | PHET
EQP0002614 | 2450050003 | VALVE, FROM PHET TO CHECK VLV | LUDLOW | NA | STATIONARY | PHET
EQP0002615 | 2450050004 | VALVE, FROM CHK VLV TO SYSTEM | LUDLOW | NA | STATIONARY | PHET
EQP0002616 | 2450210001 | VALVE, ALT/LEVEL CONTROL PHET | GOLDEN ANDERSON | NA | STATIONARY | PHET
EQP0002617 | 2454110001 | VALVE, CHECK, DISCHARGE PHET | CRANE/DEMING | NA | STATIONARY | PHET
EQP0002618 | 2460110001 | ELEVATED STORAGE TANK | UNKNOWN | NA | STATIONARY | PHET
EQP0002619 | 2475010001 | FIRE SUPPRESSION SYSTEMS PHET | BADGER | CHEMICAL | STATIONARY | PHET
EQP0002620 | 2475620001 | FENCE/GATE, SECURITY, PHET | ROSENBAUM FENCE | NA | STATIONARY | PHET
EQP0002621 | 2490010001 | BUILDING, PHET VALVE VAULT | VARIOUS | NA | STATIONARY | PHET
EQP0002622 | 2510000001 | ALL LIGHTING, GP CIRCUITS | VARIOUS | NA | STATIONARY | PS60
EQP0002623 | 2510320001 | PUMP, FW BOOSTER #1 | DELAVAL PUMPS | UNKNOWN | STATIONARY | PS60
EQP0002624 | 2510320003 | PUMP, FW BOOSTER #3 | DELAVAL PUMPS | UNKNOWN | STATIONARY | PS60
EQP0002625 | 2510320005 | MOTOR, FW BOOSTER PUMP #1 | GENERAL ELECTRI | 5K449AL2078A | STATIONARY | PS60
EQP0002626 | 2510320006 | MOTOR, FW BOOSTER PUMP #3 | RELIANCE ELECTR | 1MZF25231-G1-UM | STATIONARY | PS60
EQP0002627 | 2538010001 | PIPING, FINISHED WATER | VARIOUS | NA | STATIONARY | PS60
EQP0002628 | 2541010001 | MOTOR CONTROL CENTER | ALLIS CHALMERS | 25326274501 | STATIONARY | PS60
EQP0002629 | 2541610001 | TRANSFORMER, DRY | MAGNETEK | L-12126 | STATIONARY | PS60
EQP0002630 | 2550050001 | VALVE, SUCT. #1 BOOSTER PUMP | AFC INDUSTRIES | NO. 52 | STATIONARY | PS60
EQP0002631 | 2550050002 | VALVE, DISCH #1 BOOSTER PUMP | AFC INDUSTRIES | NO. 52 | STATIONARY | PS60
EQP0002632 | 2550050003 | VALVE, SUCT. #3 BOOSTER PUMP | AFC INDUSTRIES | NO. 52 | STATIONARY | PS60
EQP0002633 | 2550050004 | VALVE, DISCH #3 BOOSTER PUMP | AFC INDUSTRIES | NO. 52 | STATIONARY | PS60
EQP0002634 | 2550050005 | VALVE, BYPASS SUCT. #4 PUMP | MUELLER | NA | STATIONARY | PS60
EQP0002635 | 2550050006 | VALVE, BYPASS DISCH #4 PUMP | MUELLER | NA | STATIONARY | PS60
EQP0002636 | 2550060001 | VALVE, INLET TO LEVEL CONTROL | CLOW PUMP | NA | STATIONARY | PS60
EQP0002637 | 2550090001 | VALVE, CHK, DISCH #1 PUMP | AMER. DARLING | NO. 22 | STATIONARY | PS60
EQP0002638 | 2550090002 | VALVE, CHK, DISCH #3 PUMP | AMER. DARLING | NO. 22 | STATIONARY | PS60
EQP0002639 | 2550210001 | VALVE, GROUND TANK LEVELCONTRL | BERMAD | 730-STF | STATIONARY | PS60
EQP0002640 | 2554410001 | VALVE, OUTLET LEVEL CONTROL | CLOW PUMP | NA | STATIONARY | PS60
EQP0002641 | 2575010001 | PS60 FIRE SUPPRESSION SYSTEMS | STATEWIDE | VARIOUS | STATIONARY | PS60
EQP0002642 | 2590010001 | BUILDING PS60 PUMP STATION | UNKNOWN | NA | STATIONARY | PS60
EQP0002643 | 2610000001 | GENERAL PURPOSE LIGHTING | LITHONIA | NA | STATIONARY | SCPS
EQP0002644 | 2610010001 | PUMP, RW #1 | ACCO BY LEESON | 303-658-502 | STATIONARY | SCPS
EQP0002645 | 2610010004 | MOTOR, RW PUMP #1 | WEG INDUSTRIES | 050180T3E326T | STATIONARY | SCPS
EQP0002646 | 2610010007 | PUMP, #2 RAW WATER | CRANE/DEMING | 6145200010 | STATIONARY | SCPS
EQP0002647 | 2610010008 | MOTOR, #2 RW PUMP | WEG INDUSTRIES | 050180T3E326T | STATIONARY | SCPS
EQP0002648 | 2610010009 | PUMP, #3 RAW WATER | CRANE/DEMING | 6145200010 | STATIONARY | SCPS
EQP0002649 | 2610010010 | MOTOR, #3 RW PUMP | WEG INDUSTRIES | 05018043E326T | STATIONARY | SCPS
EQP0002650 | 2610920001 | BARSCREEN | MACHINE SHOP FA | NA | STATIONARY | SCPS
EQP0002651 | 2638010001 | PIPING, RAW WATER | VARIOUS | NA | STATIONARY | SCPS
EQP0002652 | 2638110001 | EYEWASH, EMERGENCY SCPS | FENDALL FLASH F | 400 | STATIONARY | SCPS
EQP0002653 | 2641110001 | CONTROLLER #1 RW PUMP | EATON | CAT #HAN16NN0 | STATIONARY | SCPS
EQP0002654 | 2641110002 | CONTROLLER #2 RW PUMP | EATON | CAT #HAN16NN0 | STATIONARY | SCPS
EQP0002655 | 2641110003 | CONTROLLER #3 RW PUMP | ELECTRICAL SALE | 13097TEN | STATIONARY | SCPS
EQP0002656 | 2641810001 | PANEL POWER DISTRIBUTION | SIEMENS | 020020 | STATIONARY | SCPS
EQP0002657 | 2655010001 | SKIFFE CREEK DAM | VARIOUS | NA | STATIONARY | SCPS
EQP0002658 | 2675010001 | SCPS FIRE SUPPRESSION SYSTEMS | VARIOUS | NA | STATIONARY | SCPS
EQP0002659 | 2675620001 | SECURITY FENCEING, PERIMETER | ROSENBAUM FENCE | NA | STATIONARY | SCPS
EQP0002660 | 2690010001 | PUMP STATION BUILDING | VARIOUS | NA | STATIONARY | SCPS
EQP0002661 | 2860010001 | GROUND STORAGE TANK | UNKNOWN | NA | STATIONARY | ST60
EQP0002662 | 2910000001 | GENERAL POWER AND LIGHT SYSTEM | VARIOUS | NA | STATIONARY | UYPS
EQP0002663 | 2910360001 | PUMP, FW BOOSTER #1 | WORTHINGTON | 10LR-148 | STATIONARY | UYPS
EQP0002664 | 2910360002 | PUMP, FW BOOSTER #2 | WORTHINGTON | 10LR-148 | STATIONARY | UYPS
EQP0002665 | 2910360003 | PUMP, FW BOOSTER #3 | WORTHINGTON | 10LR-148 | STATIONARY | UYPS
EQP0002666 | 2910360005 | MOTOR, FW BOOSTER PUMP #2 | US ELECTRIC MOT | R02P360044R-2 | STATIONARY | UYPS
EQP0002667 | 2910360006 | MOTOR, FW BOOSTER PUMP #3 | US ELECTRIC MOT | R02P36044R-1 | STATIONARY | UYPS
EQP0002668 | 2910360007 | MOTOR, FW BOOSTER PUMP #1 | US ELECTRIC MOT | DD16 | STATIONARY | UYPS
EQP0002669 | 2911620001 | PUMP, RECIRCULATION #1 | WORTHINGTON | 6LRV-10B | STATIONARY | UYPS
EQP0002670 | 2911620002 | PUMP, RECIRCULATION #2 | WORTHINGTON | 6LRV-10B | STATIONARY | UYPS
EQP0002671 | 2911620003 | MOTOR, RECIRCULATION PUMP #1 | US ELECTRIC MOT | R06R1130078F | STATIONARY | UYPS
EQP0002672 | 2911620004 | MOTOR, RECIRCULATION PUMP #2 | US ELECTRIC MOT | R06R1130078F | STATIONARY | UYPS
EQP0002673 | 2915010001 | SUMP PUMP AND MOTOR | HYDROMATIC PUMP | SK200 | STATIONARY | UYPS
EQP0002674 | 2918020001 | PUMP, SAMPLE | MOYNO PUMPS | 33301 ZM44521 | STATIONARY | UYPS
EQP0002675 | 2923010001 | SODIUM HYPOCHLORITE FEED PUMP | PERIFLO | CT10HEP8CC005BT | STATIONARY | UYPS
EQP0002676 | 2938010001 | PIPING, FINISHED WATER | VARIOUS | NA | STATIONARY | UYPS
EQP0002677 | 2938010002 | PIPING, PLUMBING | VARIOUS | NA | STATIONARY | UYPS
EQP0002678 | 2938010003 | PIPING, SODIUM HYPOCHLORITE | VARIOUS | NA | STATIONARY | UYPS
EQP0002679 | 2938010004 | PIPING, RECIRCULATION | VARIOUS | NA | STATIONARY | UYPS
EQP0002680 | 2938110001 | EMERG EYE WASH/SHOWER STATION | SPEAKMAN | SE-6010 | STATIONARY | UYPS
EQP0002681 | 2940030001 | GENERATOR, UYPS EMERG. BACKUP | CATERPILLAR | SR-4 3412 | STATIONARY | UYPS
EQP0002682 | 2940040001 | DIESEL, UYPS EMERG. GENERATOR | CATERPILLAR | 3412 DI | STATIONARY | UYPS
EQP0002683 | 2941010001 | MCC CONTROLLER #1 BOOSTER PUMP | CUTLER HAMMER | UNITROL/SOFT | STATIONARY | UYPS
EQP0002684 | 2941010002 | MCC CONTROLLER #2 BOOSTER PUMP | CUTLER HAMMER | UNITROL/SOFT | STATIONARY | UYPS
EQP0002685 | 2941010003 | MCC CONTROLLER #3 BOOSTER PUMP | CUTLER HAMMER | UNITROL/SOFT | STATIONARY | UYPS
EQP0002686 | 2941110001 | MOTOR CONTROL CENTER MCC-1 | CUTLER HAMMER | 6AF1127976-A | STATIONARY | UYPS
EQP0002687 | 2941110002 | POWER COND SUPPLY FOR MCC-1 | CONTROLLED POWE | 5DZZX-500-8PI | STATIONARY | UYPS
EQP0002688 | 2941610001 | TRANSFORMER, LIGHTING | CUTLER HAMMER | CX6-303-415F | STATIONARY | UYPS
EQP0002689 | 2941610002 | TRANSFORMER, FOR FURNACE | CUTLER HAMMER | CX6-371-317F | STATIONARY | UYPS
EQP0002690 | 2941610003 | TRANSFORMER, #3 | SQUARE D | 9T2F | STATIONARY | UYPS
EQP0002691 | 2941810001 | PANEL, POWER PP | SQUARE D | NQOD | STATIONARY | UYPS
EQP0002692 | 2941810002 | PANEL, LIGHTING LP-1 | CUTLER HAMMER | FS320100A | STATIONARY | UYPS
EQP0002693 | 2942020001 | BATTERY CHARGER | SAF-T-PAK | 3000-24-12 | STATIONARY | UYPS
EQP0002694 | 2942020002 | BATTERY CHARGER BACKUP | TRIPPLITE MFG. | SB-1000B12 | STATIONARY | UYPS
EQP0002695 | 2944510001 | FURNACE, CENTRAL ELECT HEATER | LENNOX | E16Q5-30-IP | STATIONARY | UYPS
EQP0002696 | 2944620001 | UNIT HEATER, ELECTRIC #1 | ELECTROMODE | B10N44 | STATIONARY | UYPS
EQP0002697 | 2944620002 | UNIT HEATER, ELECTRIC #2 | KING ELECTRIC | KB641 S.S. | STATIONARY | UYPS
EQP0002698 | 2944720001 | WATER HEATER | STATE IND | PV20 1MS2 K | STATIONARY | UYPS
EQP0002699 | 2945420001 | EXHAUST/VENTILATION FAN #1 | BALDOR ELECTRIC | 35A11W208 | STATIONARY | UYPS
EQP0002700 | 2945420002 | EXHAUST FAN, EAF-2 CHEM ROOM | PENN VENTILATOR | FMX-141B | STATIONARY | UYPS
EQP0002701 | 2945420003 | EXHAUST FAN, EAF-3 BATH ROOM | PENN VENTILATOR | D504 XQ-60 | STATIONARY | UYPS
EQP0002702 | 2945420004 | EXHAUST/VENTILATION FAN #4 | BALDOR ELECTRIC | 35A11W208 | STATIONARY | UYPS
EQP0002703 | 2945420005 | EXHAUST/VENTILATION FAN #5 | BALDOR ELECTRIC | 35A11W208 | STATIONARY | UYPS
EQP0002704 | 2947110001 | BRIDGE CRANE, TROLLEY & HOIST | CHESTER HOIST | USG-3 | STATIONARY | UYPS
EQP0002705 | 2950060001 | VALVE ALT VLV ISOLATION VLV | DEZURIK | 9168264 | STATIONARY | UYPS
EQP0002706 | 2950210001 | VALVE, GRND TANK LEVEL CONTRL | BERMAD | 77355036493CIS | STATIONARY | UYPS
EQP0002707 | 2951010001 | OPERATOR, BOOSTER PUMP 1 DISCH | LIMITORQUE | E7708084M-QN | STATIONARY | UYPS
EQP0002708 | 2951010002 | OPERATOR, BOOSTER PUMP 2 DISCH | LIMITORQUE | E7708084M-QN | STATIONARY | UYPS
EQP0002709 | 2951010003 | OPERATOR, BOOSTER PUMP 3 DISCH | LIMITORQUE | E7708084M-QN | STATIONARY | UYPS
EQP0002710 | 2951010004 | OPER, GRND TK ALT VLV ISOL | LIMITORQUE | E7708084M-DN-1 | STATIONARY | UYPS
EQP0002711 | 2954410001 | VALVE, #1 BOOSTER PUMP DISCH | DEZURIK | 9168262 | STATIONARY | UYPS
EQP0002712 | 2954410002 | VALVE, #2 BOOSTER PUMP DISCH | DEZURIK | 9168262 | STATIONARY | UYPS
EQP0002713 | 2954410003 | VALVE, #3 BOOSTER PUMP DISCH | DEZURIK | 9168262 | STATIONARY | UYPS
EQP0002714 | 2954410004 | VALVE, #1 BOOSTER PUMP SUCT | DEZURIK | NA | STATIONARY | UYPS
EQP0002715 | 2954410005 | VALVE, #2 BOOSTER PUMP SUCT | DEZURIK | NA | STATIONARY | UYPS
EQP0002716 | 2954410006 | VALVE, #3 BOOSTER PUMP SUCT | DEZURIK | NA | STATIONARY | UYPS
EQP0002717 | 2954410007 | VALVE, COMBINED DISCH HEADER | DEZURIK | 9165356 | STATIONARY | UYPS
EQP0002718 | 2954410008 | VALVE, RECIRC PUMP SUCT HEADER | DEZURIK | 9168265 | STATIONARY | UYPS
EQP0002719 | 2954410009 | VALVE, SUCT HEADER | DEZURIK | 9168261 | STATIONARY | UYPS
EQP0002720 | 2954410010 | VLV, GRND TK ALT VLV ISOL | DEZURIK | JOB #352065-1 | STATIONARY | UYPS
EQP0002721 | 2965010001 | TANK, AST |  |  | STATIONARY | UYPS
EQP0002722 | 2965110001 | TANK, DAY DIESEL |  |  | STATIONARY | UYPS
EQP0002723 | 2970010001 | BACKFLOW PREVENTER, UYPS-LL | WATTS WATER TEC | RPZN0909 | STATIONARY | UYPS
EQP0002724 | 2970020001 | BACKFLOW PREVENTER, SPRINKLER | WATTS WATER TEC | RPZN0909 | STATIONARY | UYPS
EQP0002725 | 2975010001 | UYPS FIRE SUPPRESSION SYSTEMS | VARIOUS | NA | STATIONARY | UYPS
EQP0002726 | 2990010001 | UPPER YORK PUMP STATION BLDG | VARIOUS | NA | STATIONARY | UYPS
EQP0002727 | 3041730001 | MAPCU CATHODIC PROT.CONTROLLER | FREEMAN | MACPU | STATIONARY | UYST
EQP0002728 | 3060010001 | GROUND STORAGE TANK | HORTON TANK | AWWA-84 | STATIONARY | UYST
EQP0002729 | 3255010001 | DAM HOUSE | UNKNOWN | NA | STATIONARY | LCDH
EQP0002730 | 3275010001 | LCDH FIRE SUPPRESSION SYSTEMS | VARIOUS | NA | STATIONARY | LCDH
EQP0002731 | 3510000001 | LIGHTING GENERAL PURPOSE LHTP | VARIOUS | NA | STATIONARY | LHTP
EQP0002768 | 3510720005 | RW CHOPPER PUMP P-10-07 |  |  | STATIONARY | LHTP
EQP0002861 | 3522510001 | AIR SCOUR BLOWER SYS | UNIVERSAL | NA | STATIONARY | LHTP
EQP0002862 | 3522510002 | AIR SCOUR BLOWER SYS | UNIVERSAL | NA | STATIONARY | LHTP
EQP0003035 | 3538010022 | PIPING, SANITARY/SEWAGE | VARIOUS | NA | STATIONARY | LHTP
EQP0003042 | 3538110000 | EYEWASH/SHOWER POT PERM ROOM | SPEAKMAN | SE-690 | STATIONARY | LHTP
EQP0003043 | 3538110001 | EYEWASH/SHOWER, ALUM LOADING | SPEAKMAN | SE-690 | STATIONARY | LHTP
EQP0003044 | 3538110002 | EYEWASH/SHOWER, ALUM TANK 04 | SPEAKMAN | SE-690 | STATIONARY | LHTP
EQP0003046 | 3538110004 | EYEWASH, ALUM/FLUORIDE/SULFURI | SPEAKMAN | SE-690 | STATIONARY | LHTP
EQP0003047 | 3538110005 | EYEWASH/SHOWER, SULFURIC ACID | SPEAKMAN | SE-690 | STATIONARY | LHTP
EQP0003048 | 3538110006 | EYEWASH/SHOWER, POLYMER ROOM | SPEAKMAN | SE-690 | STATIONARY | LHTP
EQP0003049 | 3538110007 | EYEWASH/SHOWER, FLUORIDE LOAD | SPEAKMAN | SE-690 | STATIONARY | LHTP
EQP0003050 | 3538110008 | EYEWASH/SHOWER, CORRO INH TANK | SPEAKMAN | SE-690 | STATIONARY | LHTP
EQP0003051 | 3538110009 | EYEWASH/SHOWER, FLUORIDE LL | SPEAKMAN | SE-690 | STATIONARY | LHTP
EQP0003052 | 3538110010 | EYEWASH/SHOWER, AMMONIA UL | SPEAKMAN | SE-690 | STATIONARY | LHTP
EQP0003053 | 3538110011 | EYEWASH/SHOWER, AMMONIA LL | SPEAKMAN | SE-690 | STATIONARY | LHTP
EQP0003054 | 3538110012 | EYEWASH/SHOWER, AMMONIA FEED | SPEAKMAN | SE-690 | STATIONARY | LHTP
EQP0003055 | 3538110013 | EYEWASH/SHOWER, CAUSTIC LL | SPEAKMAN | SE-690 | STATIONARY | LHTP
EQP0003056 | 3538110014 | EYEWASH, SOD HYP TANK T-42-04 | SPEAKMAN | SE-690 | STATIONARY | LHTP
EQP0003057 | 3538110015 | EYEWASH/SHOWER, SOD BISUL LL | SPEAKMAN | SE-690 | STATIONARY | LHTP
EQP0003058 | 3538110016 | EYEWASH/SHOWER, SOD HYPO FEED | SPEAKMAN | SE-690 | STATIONARY | LHTP
EQP0003060 | 3538110018 | EYEWASH/SHOWER, RAPID MIX UL | SPEAKMAN | SE-690 | STATIONARY | LHTP
EQP0003061 | 3538110019 | EYEWASH/SHOWER, PILOT PLANT | SPEAKMAN | SE-253 | STATIONARY | LHTP
EQP0003062 | 3538110020 | EYEWASH/SHOWER, DAF PMP 4 & 5 | SPEAKMAN | SE-690 | STATIONARY | LHTP
EQP0003063 | 3538110021 | EYEWASH/SHOWER, DEGASSIFIER | SPEAKMAN | SE-603 | STATIONARY | LHTP
EQP0003064 | 3538110022 | EYEWASH, CLEARWELL SAMPLE BLDG | SPEAKMAN | SE-603 | STATIONARY | LHTP
EQP0003065 | 3538110023 | EYEWASH/SHOWER, HSPS | SPEAKMAN | SE-253 / SE-275 | STATIONARY | LHTP
EQP0003198 | 3541430106 | CIRBRK, SPARE SBE-7-1 | CUTLER HAMMER | HFD65K | STATIONARY | LHTP
EQP0003410 | 3545400001 | VENTILATION FILTERS | TRI-DIM | NA | STATIONARY | LHTP
EQP0003449 | 3546040001 | BASQULE GATE AIR COMPRESSOR | INGERSOLL RAND | 234-BP | STATIONARY | LHTP
EQP0003550 | 3550070042 | OPER.SLUICE RW SCREENWELL #1 | EIM | 2GRG-3 | STATIONARY | LHTP
EQP0003733 | 3554010001 | #1 CLEARWELL | DANIS MADE | NA | STATIONARY | LHTP
EQP0003734 | 3554010002 | #2 CLEARWELL | DANIS MADE | NA | STATIONARY | LHTP
EQP0003945 | 3555010001 | DAM, LEE HALL UPPER | VARIOUS | NA | STATIONARY | LHTP
EQP0003946 | 3555010002 | DAM, LEE HALL LOWER | VARIOUS | NA | STATIONARY | LHTP
EQP0003965 | 3570010015 | CHEM BLDG SODIUM PERMANGANATE | APOLLO VALVES | RPLF 4A | STATIONARY | LHTP
EQP0003969 | 3575010001 | LHTP FIRE SUPPRESSION SYSTEMS | VARIOUS | NA | STATIONARY | LHTP
EQP0003971 | 3575610001 | MOTORIZED SECURITY GATES | ROSENBAUM FENCE | 9150 | STATIONARY | LHTP
EQP0003972 | 3575620001 | SECURITY GATES/FENCING | ROSENBAUM FENCE | AA | STATIONARY | LHTP
EQP0003983 | 3590030001 | SIDEWALK/WALKWAY/CURBING | VARIOUS | NA | STATIONARY | LHTP
EQP0003987 | 3595220001 | #1 LOX VAPORIZER | FINNCO | 15AL/18F | STATIONARY | LHTP
EQP0003988 | 3595220002 | #2 LOX VAPORIZER | FINNCO | 15AL/18F | STATIONARY | LHTP
EQP0003995 | 3595240001 | FILTER OXYGEN INLET | GRAVER TEC | YCP 140-030FL/0 | STATIONARY | LHTP
EQP0003996 | 3595240002 | FILTER OXYGEN INLET #2 | GRAVER TEC | YCP 140-030FL/0 | STATIONARY | LHTP
EQP0003997 | 3610000001 | POWER & LIGHTING YCWS-1 | ATLAS LIGHTING | IFW4332UE18 | STATIONARY | YCWS
EQP0003998 | 3610000002 | POWER & LIGHTING YCWS-5 | HUBBELL INC. | NRG-301-PC/EG42 | STATIONARY | YCWS
EQP0003999 | 3610010001 | WELL PUMP YORK COUNTY #1 | GRUNDFOS | 300S400-9 | STATIONARY | YCWS
EQP0004000 | 3610010002 | SUBMERSIBLE WELL PUMP YCWS-5 | GRUNDFOS | C16BH0003-P1034 | STATIONARY | YCWS
EQP0004001 | 3610050001 | PUMP, #1 BOOSTER YCWS-5 | WEINMAN | 4L1B-250P14G | STATIONARY | YCWS
EQP0004002 | 3610050002 | PUMP, #2 BOOSTER YCWS-5 | WEINMAN | 4L1B-250P14G | STATIONARY | YCWS
EQP0004003 | 3610050003 | PUMP, #3 BOOSTER YCWS-5 | WEINMAN | 10L3-101P14GDT | STATIONARY | YCWS
EQP0004004 | 3610050004 | PUMP, #1 BOOSTER YCWS-1 | WEINMAN | 4LI-300P146-U-I | STATIONARY | YCWS
EQP0004005 | 3610050005 | PUMP, #2 BOOSTER YCWS-1 | WEINMAN | 4LI-300P146-U-I | STATIONARY | YCWS
EQP0004006 | 3610050006 | MOTOR #1 BOOSTER PMP YCWS-5 | MARATHON ELECTR | 2EV284TTDC7026A | STATIONARY | YCWS
EQP0004007 | 3610050007 | MOTOR #2 BOOSTER PMP YCWS-5 | MARATHON ELECTR | 2EV284TTDC7026A | STATIONARY | YCWS
EQP0004008 | 3610050008 | MOTOR #3 BOOSTER PMP YCWS-5 | MARATHON ELECTR | 2EV284TTDC7026A | STATIONARY | YCWS
EQP0004009 | 3610050009 | MOTOR, #1 BOOSTER PUMP YCWS-1 | US ELECTRIC MOT | 638030 | STATIONARY | YCWS
EQP0004010 | 3610050010 | MOTOR, #2 BOOSTER PUMP YCWS-1 | US ELECTRIC MOT | 638030 | STATIONARY | YCWS
EQP0004011 | 3623020001 | SODIUM HYPO TANK #1 YCWS-1 | TERRAGON ENVIRO | NA | STATIONARY | YCWS
EQP0004012 | 3623020002 | TANK SODIUM HYPO #1 YCWS-5 | SNYDER INDUSTRI | NA | STATIONARY | YCWS
EQP0004013 | 3623050001 | SODIUM HYPO PUMP #1 YCWS-1 |  |  | STATIONARY | YCWS
EQP0004014 | 3623050002 | SODIUM HYPO PUMP #2 YCWS-1 |  |  | STATIONARY | YCWS
EQP0004015 | 3623050003 | SODIUM HYPO PUMP #1 YCWS-5 |  |  | STATIONARY | YCWS
EQP0004016 | 3623050004 | SODIUM HYPO PUMP #2 YCWS-5 |  |  | STATIONARY | YCWS
EQP0004017 | 3638010001 | PIPING SOD HYPOCHLORITE YCWS-1 | VARIOUS | NA | STATIONARY | YCWS
EQP0004018 | 3638010002 | PIPING SOD HYPOCHLORITE YCWS-5 | VARIOUS | NA | STATIONARY | YCWS
EQP0004019 | 3638010003 | PIPING, DISTRIBUTION YCWS-1 | VARIOUS | NA | STATIONARY | YCWS
EQP0004020 | 3638010004 | PIPING, DISTRIBUTION YCWS-5 | VARIOUS | NA | STATIONARY | YCWS
EQP0004021 | 3638110001 | EYEWASH SINK, YCWS-1 | SPEAKMAN | SE-580 | STATIONARY | YCWS
EQP0004022 | 3638110002 | EYEWASH YCWS-5 | FENDALL FLASH F | 400 | STATIONARY | YCWS
EQP0004023 | 3640010001 | GENERATOR, YCWS-1 EMERG | CUMMINS | DGFA-5773018(M0 | STATIONARY | YCWS
EQP0004024 | 3640010002 | GENERATOR, YCWS-5 | CATERPILLAR | NA06 | STATIONARY | YCWS
EQP0004025 | 3640040001 | DIESEL, YCWS-1 EMERG GENERATOR | CUMMINS | 6CTA8.3-G2 | STATIONARY | YCWS
EQP0004026 | 3640040002 | DIESEL, YCWS-5 EMERG GENERATOR | CATERPILLAR | 3306 | STATIONARY | YCWS
EQP0004027 | 3641410001 | TRANSFER SWITCH, UPS YCWS-1 |  |  | STATIONARY | YCWS
EQP0004028 | 3641410002 | TRANSFER SWITCH, GENRTR YCWS-1 |  |  | STATIONARY | YCWS
EQP0004029 | 3641410003 | TRANSFER SWITCH, UPS YCWS-5 |  |  | STATIONARY | YCWS
EQP0004030 | 3641410004 | TRANSFER SWITCH, GENRTR YCWS-5 |  |  | STATIONARY | YCWS
EQP0004031 | 3641420001 | DISCONNECT SWITCH YCWS-5 MAIN | CUTLER HAMMER | DH365DK | STATIONARY | YCWS
EQP0004032 | 3641610001 | TRANSFORMER, YCWS-5 | CUTLER HAMMER | T48M115S25B | STATIONARY | YCWS
EQP0004033 | 3641720001 | UPS, YCWS-1 WELL PUMP | EATON | SPX3000RT2U | STATIONARY | YCWS
EQP0004034 | 3641720002 | UPS, YCWS-5 WELL PUMP | MGE UPS SYSTEMS | EVOLUTION S 250 | STATIONARY | YCWS
EQP0004035 | 3642320001 | VFD, #1 FW BOOSTER PUMP YCWS-5 |  |  | STATIONARY | YCWS
EQP0004036 | 3642320002 | VFD, #2 FW BOOSTER PUMP YCWS-5 |  |  | STATIONARY | YCWS
EQP0004037 | 3644210001 | AIR CONDITIONER (YCWS-1) | THE TRANE CO. | 5K48MN4295BX | STATIONARY | YCWS
EQP0004038 | 3646010001 | AIR COMPRESSOR (YCWS #5) | MAGNETEK | TA-7102 270045 | STATIONARY | YCWS
EQP0004039 | 3646010002 | AIR COMPRESSOR YCWS-1 | GAS TECH | 6HCA-12-M616NEX | STATIONARY | YCWS
EQP0004040 | 3646130001 | HYDROPNEUMATIC TANK YCWS-5 | ADAMSON GLOBAL | NA | STATIONARY | YCWS
EQP0004041 | 3646130002 | HYDROPNEUMATIC TANK YCWS-1 | RICO | HPH150-15291E-9 | STATIONARY | YCWS
EQP0004042 | 3647010001 | CHAIN/HOIST TROLLEY (YCWS-5) | YALE HOISTS | 509153-1 | STATIONARY | YCWS
EQP0004043 | 3650000001 | WELL PUMP DISCHARGE TANK FILL | CLA-VAL CO. | 63603B | STATIONARY | YCWS
EQP0004044 | 3650000002 | WELL PUMP DISCHARGE FLUSH | CLA-VAL CO. | 65801B | STATIONARY | YCWS
EQP0004045 | 3650000003 | WELL PUMP DISCHARGE CHECK | SINGER VALVE IN | 106-HC | STATIONARY | YCWS
EQP0004046 | 3650000004 | WELL PUMP DISCHARGE FLUSH | SINGER VALVE IN | 206-RPS-C-SC-NO | STATIONARY | YCWS
EQP0004047 | 3650000005 | WELL PUMP DISCHARGE TANK FILL | SINGER VALVE IN | 206-RPS-NC-NO | STATIONARY | YCWS
EQP0004048 | 3650000006 | FIRE PUMP DISCHARGE | SINGER VALVE IN | 106-HC | STATIONARY | YCWS
EQP0004049 | 3650000007 | #2 BOOSTER PUMP DISCHARGE | SINGER VALVE IN | 106-HC | STATIONARY | YCWS
EQP0004050 | 3650000008 | #1 BOOSTER PUMP DISCHARGE | SINGER VALVE IN | 106-HC | STATIONARY | YCWS
EQP0004051 | 3650000009 | SYSTEM PRESSURE RELIEF VALVE | SINGER VALVE IN | 106-RPS-C | STATIONARY | YCWS
EQP0004052 | 3650050001 | VALVE, BACKFLOW INLET, SENTARA | KENNEDY/CLOW | 150 LB | STATIONARY | YCWS
EQP0004053 | 3650050002 | VALVE, BACKFLOW OUTLET SENTARA | KENNEDY/CLOW | 150 LB | STATIONARY | YCWS
EQP0004054 | 3650090001 | CHK VLV BOOSTER PUMP #1 YCWS-1 | CLA-VAL CO. | 581 | STATIONARY | YCWS
EQP0004055 | 3650090002 | CHK VAL BOOSTER PUMP #2 YCWS-1 | CLA-VAL CO. | 581 | STATIONARY | YCWS
EQP0004056 | 3650220001 | VALVE, PRESS SUSTAIN. SENTARA | CLA-VAL CO. | 8" 390-07ADSY | STATIONARY | YCWS
EQP0004057 | 3650230001 | WELL PUMP DISCHARGE CHECK | CLA-VAL CO. | 581 | STATIONARY | YCWS
EQP0004058 | 3660010001 | GROUND STORAGE TANK YCWS-5 | RECO EQUIPMENT | NA | STATIONARY | YCWS
EQP0004059 | 3660020001 | #1 H2O STORAGE TANK (YCWS-1) | VARIOUS | NA | STATIONARY | YCWS
EQP0004060 | 3660020002 | #2 H2O STORAGE TANK (YCWS-1) | VARIOUS | NA | STATIONARY | YCWS
EQP0004061 | 3660020003 | #3 H2O STORAGE TANK (YCWS-1) | VARIOUS | NA | STATIONARY | YCWS
EQP0004062 | 3660220001 | VAULT, SENTERA INTERCONNECT | CDR SYSTEMS | MHBIONS | STATIONARY | YCWS
EQP0004063 | 3665010001 | FUEL TANK YCWS-1 | U POWER TECHNOL | NA | STATIONARY | YCWS
EQP0004064 | 3670010001 | BACKFLOW PREVENTER, SENTARA | WATTS WATER TEC | 709 | STATIONARY | YCWS
EQP0004065 | 3675010001 | PORTABLE FIRE EXTINGUISHERS | VARIOUS | NA | STATIONARY | YCWS
EQP0004066 | 3675620001 | SECURITY GATE/FENCE YCWS-1 | VARIOUS | NA | STATIONARY | YCWS
EQP0004067 | 3675620002 | SECURITY GATE/FENCE YCWS-3 | VARIOUS | NA | STATIONARY | YCWS
EQP0004068 | 3675620003 | SECURITY GATE/FENCE YCWS-5 | VARIOUS | NA | STATIONARY | YCWS
EQP0004069 | 3690010001 | BUILDING, YCWS-1 | VARIOUS | NA | STATIONARY | YCWS
EQP0004070 | 3690010002 | BUILDING, YCWS-3 | VARIOUS | NA | STATIONARY | YCWS
EQP0004071 | 3690010003 | BUILDING, YCWS-5 | VARIOUS | NA | STATIONARY | YCWS
EQP0004072 | 3710000001 | GENERAL POWER AND LIGHT SYSTEM | VARIOUS | NA | STATIONARY | RSDL
EQP0004073 | 3710070001 | VLV, SURGE, THK RSDL DISCH PIP | GOLDEN ANDERSON | GIG.625 D | STATIONARY | RSDL
EQP0004074 | 3710080001 | VLV, PRESS RELIEF, THK XFER | GOLDEN ANDERSON | FIG #4500-DA | STATIONARY | RSDL
EQP0004075 | 3710090001 | RUP DISC ASSY, #1 THK XFER PMP | CONTINENTAL DIS | MICRO X-V (CF) | STATIONARY | RSDL
EQP0004076 | 3710090002 | RUP DISC ASSY, #3 THK XFER PMP | CONTINENTAL DIS | MICRO X-V (CF) | STATIONARY | RSDL
EQP0004077 | 3710540001 | BACKWASH PUMP #1 (RSDL/MANG) | FLYGT PUMPS | NP3171 | STATIONARY | RSDL
EQP0004078 | 3710540002 | BACKWASH PUMP #2 (RSDL/MANG) | FLYGT PUMPS | NP3171 | STATIONARY | RSDL
EQP0004079 | 3710540003 | BACKWASH PUMP #3 (RSDL/MANG) | FLYGT PUMPS | NP3171 | STATIONARY | RSDL
EQP0004080 | 3710640001 | SEWAGE PUMP LEFT SIDE | HYDROMATIC PUMP | GILX200 | STATIONARY | RSDL
EQP0004081 | 3710640002 | SEWAGE PUMP RIGHT SIDE | HYDROMATIC PUMP | GILX200 | STATIONARY | RSDL
EQP0004082 | 3710910001 | EQUALIZATION BASIN BARSCREEN | VARIOUS | NA | STATIONARY | RSDL
EQP0004083 | 3715010001 | PUMP SUBMERSIBLE THICKENER 1 | FLYGT PUMPS | NZ3171 | STATIONARY | RSDL
EQP0004084 | 3715010002 | PUMP SUBMERSIBLE THICKENER 2 | FLYGT PUMPS | NP3171 | STATIONARY | RSDL
EQP0004085 | 3715020002 | THICKENED RESIDUAL PUMP 3 LHPL | MOYNO PUMPS | 4H115G1CDQ | STATIONARY | RSDL
EQP0004086 | 3715030001 | PUMP SUB, MANG.THKNED RSDL 401 | FLYGT PUMPS | NP 3153.181 | STATIONARY | RSDL
EQP0004087 | 3715030002 | PUMP SUB, MANG.THKNED RSDL 402 | FLYGT PUMPS | NP 3153.181 | STATIONARY | RSDL
EQP0004088 | 3715030003 | PUMP SUB, MANGANESE INFLUENT 1 | FLYGT PUMPS | NP 3153.181 | STATIONARY | RSDL
EQP0004089 | 3715030004 | PUMP SUB, MANGANESE INFLUENT 2 | FLYGT PUMPS | NP 3153.181 | STATIONARY | RSDL
EQP0004090 | 3715030005 | PUMP SUB, MANGANESE INFLUENT 3 | FLYGT PUMPS | NP 3153.181 | STATIONARY | RSDL
EQP0004091 | 3715110001 | PUMP JET MIXER 1 | GORMAN-RUPP CO. | T10A3-B | STATIONARY | RSDL
EQP0004092 | 3715110002 | PUMP JET MIXER 2 | GORMAN-RUPP CO. | T10A3-B | STATIONARY | RSDL
EQP0004093 | 3715110004 | PUMP JET MIXER 4 | GORMAN-RUPP CO. | T10A3-B | STATIONARY | RSDL
EQP0004094 | 3715110005 | MOTOR, RSDL JET MIX PUMP #1 | TOSHIBA INTERNA | B0304VLF1USH | STATIONARY | RSDL
EQP0004095 | 3715110006 | MOTOR, RSDL JET MIX PUMP #2 | TOSHIBA INTERNA | B0304VLF1USH | STATIONARY | RSDL
EQP0004096 | 3715110007 | MOTOR, RSDL JET MIX PUMP #3 | TOSHIBA INTERNA | B0304VLF1USH | STATIONARY | RSDL
EQP0004097 | 3715110008 | MOTOR, RSDL JET MIX PUMP #4 | TOSHIBA INTERNA | B0304VLF1USH | STATIONARY | RSDL
EQP0004098 | 3715110009 | PUMP JET MIXER 3 | GORMAN-RUPP CO. | T10A3S-B | STATIONARY | RSDL
EQP0004099 | 3715210001 | PUMP TRANSFER EQUAL BASIN 1 | GORMAN-RUPP CO. | T10A3S-B | STATIONARY | RSDL
EQP0004100 | 3715210002 | PUMP TRANSFER EQUAL BASIN 2 | GORMAN-RUPP CO. | T10A3-B | STATIONARY | RSDL
EQP0004101 | 3715210003 | PUMP TRANSFER EQUAL BASIN 3 | GORMAN-RUPP CO. | T8A3S-B/F | STATIONARY | RSDL
EQP0004102 | 3715210004 | MOTOR, EQ BASIN XFER PUMP #1 | MARATHON ELECTR | ZF365TTDS4036AN | STATIONARY | RSDL
EQP0004103 | 3715210005 | MOTOR, EQ BASIN XFER PUMP #2 | MARATHON ELECTR | ZF365TTDS4036AN | STATIONARY | RSDL
EQP0004104 | 3715210006 | MOTOR, EQ BASIN XFER PUMP #3 | MARATHON ELECTR | ZF3261TTDP4026B | STATIONARY | RSDL
EQP0004105 | 3715220003 | PUMP CENTRIFUGE FEED #2 | MGI (LOBE FLOW) | DRM/6/420 | STATIONARY | RSDL
EQP0004106 | 3715230001 | PUMP, #1 THICKENER TRANSFER | MOYNO PUMPS | AH115G1 CDQ3AAA | STATIONARY | RSDL
EQP0004107 | 3715230003 | PUMP, #3 THICKENER TRANSFER | MOYNO PUMPS | AH115G1 CDQ3AAA | STATIONARY | RSDL
EQP0004108 | 3715230004 | MOTOR, #1 THICKENER XFER PUMP | RELIANCE ELECTR | DUTY MASTER | STATIONARY | RSDL
EQP0004109 | 3715230005 | MOTOR, #3 THICKENER XFER PUMP | RELIANCE ELECTR | DUTY MASTER | STATIONARY | RSDL
EQP0004110 | 3715230006 | PUMP, CENTRIFUGE FEED #3 | MOYNO PUMPS | 2000 G1 | STATIONARY | RSDL
EQP0004111 | 3715230007 | MOTOR, CENTRIFUGE FEED PUMP #3 | NORD GEAR CORPO | SK42160L4HNSDTW | STATIONARY | RSDL
EQP0004112 | 3715230008 | PUMP, CENTRIFUGE FEED #1 | MOYNO PUMPS | 1G115G1 CDQ30AA | STATIONARY | RSDL
EQP0004113 | 3715230009 | MOTOR, CENTRIFUGE FEED PUMP #1 | NORD GEAR CORPO | SK160L1H/4 | STATIONARY | RSDL
EQP0004114 | 3717310001 | PUMP POLYMER TRANSFER #1 CENTR | MOYNO PUMPS | 2L4 CDQ 3 AAA | STATIONARY | RSDL
EQP0004115 | 3717310002 | PUMP POLYMER TRANSFER #2 CENTR | MOYNO PUMPS | 2L4 CDQ 3 AAA | STATIONARY | RSDL
EQP0004116 | 3717310003 | PUMP POLYMER METERING #1 THK | PULSAFEEDER, IN | 7120-S-AE | STATIONARY | RSDL
EQP0004117 | 3717310004 | PUMP POLYMER METERING #2 THK | PULSAFEEDER, IN | 7120-S-AE | STATIONARY | RSDL
EQP0004118 | 3717310005 | PUMP, POLYMER METERING #1 LH | PULSAFEEDER, IN | 7120H-S-AE | STATIONARY | RSDL
EQP0004119 | 3717310006 | PUMP, POLYMER METERING #2 LH | PULSAFEEDER, IN | 7120H-S-AE | STATIONARY | RSDL
EQP0004120 | 3717310007 | PUMP, POLYMER METERING #3 LH | PULSAFEEDER, IN | 7120H-S-AE | STATIONARY | RSDL
EQP0004121 | 3717310008 | PUMP POLYMER METERING #3 CENTR | MOYNO PUMPS | 2L4 CDQ 3 AAA | STATIONARY | RSDL
EQP0004122 | 3717310009 | PUMP POLYMER #1 CENT MIX TANK | MOYNO PUMPS | 36751 WJ | STATIONARY | RSDL
EQP0004123 | 3717310010 | PUMP POLYMER #2 CENT FEED TANK | MOYNO PUMPS | 36751 WJ | STATIONARY | RSDL
EQP0004124 | 3717310011 | MOTOR, #1 POLYMER FEED PUMP | A.O. SMITH | 46405352546-0A | STATIONARY | RSDL
EQP0004125 | 3717310012 | MOTOR, #2 POLYMER FEED PUMP | A.O. SMITH | 46405352546-0A | STATIONARY | RSDL
EQP0004126 | 3717310013 | MOTOR, #3 POLYMER FEED PUMP | A.O. SMITH | 46405352546-0A | STATIONARY | RSDL
EQP0004127 | 3717310014 | MOTOR #1 POLYMER METER. CENTR | MARATHON ELECTR | DVJ145TTN60278A | STATIONARY | RSDL
EQP0004128 | 3717310015 | MOTOR #2 POLYMER METER. CENTR | MARATHON ELECTR | DVJ145TTN60278A | STATIONARY | RSDL
EQP0004129 | 3717310016 | MOTOR, THK METERING PUMP #4 HM | A.O. SMITH | 46405352546-0A | STATIONARY | RSDL
EQP0004130 | 3717310017 | MOTOR, THK METERING PUMP #5 HM | A.O. SMITH | 46405352546-0A | STATIONARY | RSDL
EQP0004131 | 3717310018 | MOTOR #3 POLYMER METER. CENTR | MARATHON ELECTR | DVJ145TTN60278A | STATIONARY | RSDL
EQP0004132 | 3717310019 | MOTOR, XFER PMP CENT FEED TANK | BALDOR ELECTRIC | 36L80-94 | STATIONARY | RSDL
EQP0004133 | 3717310020 | MOTOR, XFER PMP CENT MIX TANK | BALDOR ELECTRIC | 36L80-94 | STATIONARY | RSDL
EQP0004134 | 3717310021 | BLOWER, CENTRIFUGE POLYMER TNK | EG&E ROTRON | R4110-2 | STATIONARY | RSDL
EQP0004135 | 3717310022 | MOTOR, CENTRIFUGE POLYMER BLWR | EMERSON | K55CXEWN-1037 | STATIONARY | RSDL
EQP0004136 | 3717310023 | BLOWER, THICKENER POLYMER TNK | EG&E ROTRON | R4110-2 | STATIONARY | RSDL
EQP0004137 | 3717310024 | MOTOR THICKENER POLYMER BLOWER | MAGNETEK | BL8-023 | STATIONARY | RSDL
EQP0004138 | 3717320001 | PULSATION DAMPENERS HMP4 | PULSAFEEDER, IN | M38 | STATIONARY | RSDL
EQP0004139 | 3717320002 | PULSATION DAMPNERS LHPL | PULSAFEEDER, IN | M38 | STATIONARY | RSDL
EQP0004140 | 3717440001 | PUMP SOD BISUL (MANGANESE)#1 | PROMINENT | GALA | STATIONARY | RSDL
EQP0004141 | 3717440002 | PUMP, SOD BISUL (MANGANESE)#2 | PROMINENT | GALA | STATIONARY | RSDL
EQP0004142 | 3718410001 | WET WELL PUMP #1 (RSDL/MANG) | FLYGT PUMPS | NP 3153.181 | STATIONARY | RSDL
EQP0004143 | 3718410002 | WET WELL PUMP #2 (RSDL/MANG) | FLYGT PUMPS | NP 3153.181 | STATIONARY | RSDL
EQP0004144 | 3718410003 | WET WELL PUMP #3 (RSDL/MANG) | FLYGT PUMPS | NP 3153.181 | STATIONARY | RSDL
EQP0004145 | 3720010001 | BARSREEN, RSDL EQ. BASIN #1 | VARIOUS | NA | STATIONARY | RSDL
EQP0004146 | 3720010002 | BARSREEN, RSDL EQ. BASIN #2 | VARIOUS | NA | STATIONARY | RSDL
EQP0004147 | 3722520001 | BLOWER, ROTARY RSDL/MANGANESE | DRESSER | 33U-RA1 | STATIONARY | RSDL
EQP0004148 | 3722520002 | MOTOR, RSDL MANGANESE BLOWER | WEG INDUSTRIES | 00518EP3E1841 | STATIONARY | RSDL
EQP0004149 | 3722520003 | BLOWER, DRY POLYMER MIX SYSTEM | EG&E ROTRON | R4110-2 | STATIONARY | RSDL
EQP0004150 | 3722520004 | MOTOR, DRY POLYMER BLOWER | EG&E ROTRON | 8-342061-43 | STATIONARY | RSDL
EQP0004151 | 3722820001 | #1 MANGANESE FILTER | DIXIE TANK | NA | STATIONARY | RSDL
EQP0004152 | 3722820002 | #2 MANGANESE FILTER | DIXIE TANK | NA | STATIONARY | RSDL
EQP0004153 | 3723020001 | SODIUM HYPOCHLORITE (MANG) |  |  | STATIONARY | RSDL
EQP0004154 | 3723050001 | PUMP, SOD HYPO #1 (MANGANESE) | WATSON | 520DUN/REL | STATIONARY | RSDL
EQP0004155 | 3723050002 | PUMP SOD HYPO #2 (MANGANESE) | WATSON | 520DUN/REL | STATIONARY | RSDL
EQP0004156 | 3723230001 | SODIUM BISULFITE TANK (MANG) | CHEM-TAINER IND | NA | STATIONARY | RSDL
EQP0004157 | 3724310001 | TANK, GRAVITY THICKENER #1(LH) | ERECTED STEEL P | NA | STATIONARY | RSDL
EQP0004158 | 3724310002 | TANK, GRAVITY THICKENER #2(LH) | ERECTED STEEL P | NA | STATIONARY | RSDL
EQP0004159 | 3724310003 | TANK GRAVITY THICKENER #3 | WALKER PROCESS | NA | STATIONARY | RSDL
EQP0004160 | 3724310004 | TANK CENTRIFUGE RESIDUAL HEAD | NOVATANK | NA | STATIONARY | RSDL
EQP0004161 | 3724310005 | DRIVE, #1 GRAVITY THICKENER | SEW-EURODRIVE, | R63LP | STATIONARY | RSDL
EQP0004162 | 3724310006 | DRIVE, #2 GRAVITY THICKENER | SEW-EURODRIVE, | R57AM145 | STATIONARY | RSDL
EQP0004163 | 3724310007 | GRAVITY THICKENER #3 DRIVE | SEW-EURODRIVE, | R63LP145 | STATIONARY | RSDL
EQP0004164 | 3724310008 | MOTOR, #1 THK TANK DRIVE ASSY | BALDOR ELECTRIC | M22 | STATIONARY | RSDL
EQP0004165 | 3724310009 | MOTOR, #2 THK TANK DRIVE ASSY | BALDOR ELECTRIC | M22 | STATIONARY | RSDL
EQP0004166 | 3724320001 | TANK CENTRIFUGE POLYMER MIX | DANIS MADE | NA | STATIONARY | RSDL
EQP0004167 | 3724320002 | TANK CENTRIFUGE POLYMER FEED | DANIS MADE | NA | STATIONARY | RSDL
EQP0004168 | 3724320003 | TANK, POLYMER MIX | ALLIED COLLOIDS | NA | STATIONARY | RSDL
EQP0004169 | 3724320005 | TANK, THICKENER POLYMER MIX | ALLIED COLLOIDS | NA | STATIONARY | RSDL
EQP0004170 | 3724320006 | TANK, THICKENER POLYMER FEED | ALLIED COLLOIDS | NA | STATIONARY | RSDL
EQP0004171 | 3724330001 | MIXER, POLYMER MIX TK CENTRI. | LIGHTNIN MIXER | XJQ 230 | STATIONARY | RSDL
EQP0004172 | 3724330002 | MIXER, THICKENER TANK POLYMER | LIGHTNIN MIXER | XJ-43 | STATIONARY | RSDL
EQP0004173 | 3724330003 | ANGLE MIXER POLYMER SYS LH | LIGHTNIN MIXER | XJ-43 | STATIONARY | RSDL
EQP0004174 | 3724330004 | MOTOR, POLYMER MIXER | LIGHTNIN MIXER | D79R7851M | STATIONARY | RSDL
EQP0004175 | 3724330005 | MOTOR, MIXER CENTR POLYMER | RELIANCE ELECTR | 77R3041 | STATIONARY | RSDL
EQP0004176 | 3724330006 | MOTOR, MIXER THK HM POLYMER | RELIANCE ELECTR | E76R25567-PS | STATIONARY | RSDL
EQP0004177 | 3724340001 | SPUR GEAR DR, #1 THICK. TANK | WALKER PROCESS | NA | STATIONARY | RSDL
EQP0004178 | 3724340002 | SPUR GEAR DR, #2 THICK. TANK | WALKER PROCESS | NA | STATIONARY | RSDL
EQP0004179 | 3724340003 | SPUR GEAR DR THICKENER TANK HM | WALKER PROCESS | NA | STATIONARY | RSDL
EQP0004180 | 3726220001 | DRUMSCALE (RSDL/MANGANESE) | FORCE FLOW | NA | STATIONARY | RSDL
EQP0004181 | 3726610001 | DOOR CENTR CONTRL BAY ENTRY | OVERHEAD DOOR C | 2475329 - 1 | STATIONARY | RSDL
EQP0004182 | 3726610002 | DOOR CENTR CONTRL BAY EXIT | OVERHEAD DOOR C | 2475329 - 1 | STATIONARY | RSDL
EQP0004183 | 3726610003 | DOOR CENTR MIDDLE BAY ENTRY | OVERHEAD DOOR C | 2475329 - 1 | STATIONARY | RSDL
EQP0004184 | 3726610004 | DOOR CENTR MIDDLE BAY EXIT | OVERHEAD DOOR C | 2475329 - 1 | STATIONARY | RSDL
EQP0004185 | 3726610005 | DOOR CENTR ROAD SIDE BAY ENTR | OVERHEAD DOOR C | 2475329 - 1 | STATIONARY | RSDL
EQP0004186 | 3726610006 | DOOR CENTR ROAD SIDE BAY EXIT | OVERHEAD DOOR C | 2475329 - 1 | STATIONARY | RSDL
EQP0004187 | 3726610007 | DOOR OVH, RSDL TRANSFER BLDG. | OVERHEAD DOOR C | NA | STATIONARY | RSDL
EQP0004188 | 3726610008 | DOOR OVH, RSDL EQ BASIN BLDG. | OVERHEAD DOOR C | 2475329 - 1 | STATIONARY | RSDL
EQP0004189 | 3730110001 | SLIDE GATE CAKE CENTRIFUGE 1 | FMC CORP | PIN-RAK 24X24 | STATIONARY | RSDL
EQP0004190 | 3738010001 | PIPING, RSDL EQ JET MIX | VARIOUS | NA | STATIONARY | RSDL
EQP0004191 | 3738010002 | PIPING, RSDL EQ TRANSFER | VARIOUS | NA | STATIONARY | RSDL
EQP0004192 | 3738010003 | PIPING, RSDL THICKENED X-FER | VARIOUS | NA | STATIONARY | RSDL
EQP0004193 | 3738010004 | PIPING, RSDL POLYMER LH | VARIOUS | NA | STATIONARY | RSDL
EQP0004194 | 3738010005 | PIPING, RSDL INTERPLANT PIPING | VARIOUS | NA | STATIONARY | RSDL
EQP0004195 | 3738010006 | PIPING, RSDL THICKENED HM | VARIOUS | NA | STATIONARY | RSDL
EQP0004196 | 3738010007 | PIPING, RSDL THICKENED POLYMER | VARIOUS | NA | STATIONARY | RSDL
EQP0004197 | 3738010008 | PIPING RSDL CENTRIFUGE POLYMER | VARIOUS | NA | STATIONARY | RSDL
EQP0004198 | 3738010009 | PIPING RSDL CENTRIFUGE FEED | VARIOUS | NA | STATIONARY | RSDL
EQP0004199 | 3738010010 | PIPING, RSDL CENTRATE HM | VARIOUS | NA | STATIONARY | RSDL
EQP0004200 | 3738010011 | PIPING, SANITARY/PLUMBING HM | VARIOUS | NA | STATIONARY | RSDL
EQP0004201 | 3738010012 | PIPING, RSDL MANGANESE HM | VARIOUS | NA | STATIONARY | RSDL
EQP0004202 | 3738010013 | PIPING, SOD. BISULFITE MANG. | VARIOUS | NA | STATIONARY | RSDL
EQP0004203 | 3738010014 | PIPING, SOD. HYPO MANG. | VARIOUS | NA | STATIONARY | RSDL
EQP0004204 | 3738110001 | EYE WASH/SHOWER, THK XFER BLDG | HAWS CORP. | 8300 | STATIONARY | RSDL
EQP0004205 | 3738110002 | EMERG EYE WASH/SHOWER RSDL HM | HAWS CORP. | 8336 | STATIONARY | RSDL
EQP0004206 | 3738110003 | SHOWER/EYEWASH MANGANESE BLDG | HAWS CORP. | 8336 | STATIONARY | RSDL
EQP0004207 | 3741010001 | MOTOR CONTROL CENTER NO 1 | SQUARE D | 3582537-E0-0 | STATIONARY | RSDL
EQP0004208 | 3741010002 | MOTOR CONTROL CENTER NO.2 | SQUARE D | 3582537-D0 | STATIONARY | RSDL
EQP0004209 | 3741010003 | MCC #3 CENTRIFUGE CNTRL ROOM | SQUARE D | H-812042 | STATIONARY | RSDL
EQP0004210 | 3741420001 | MANUAL XFER,LH-5KV-3,600A | S&C ELECT | PME-5 | STATIONARY | RSDL
EQP0004211 | 3741420002 | MANUAL XFER, LH-5KV-4,600A | S&C ELECT | PME-5 | STATIONARY | RSDL
EQP0004212 | 3741610001 | XFORMER T-1,DRY, 15KVAEQ PS | SQUARE D | 32749-17212-022 | STATIONARY | RSDL
EQP0004213 | 3741610002 | TRANSFORMER T-3 CENT BLDG MEZZ | SQUARE D | 34349-17212-064 | STATIONARY | RSDL
EQP0004214 | 3741620001 | OIL-FILLED, LH-R-1,500KVA | CUTLER HAMMER | MATO 1462 | STATIONARY | RSDL
EQP0004215 | 3741620002 | , LH-R-2,500KVA | CUTLER HAMMER | MATO 1462 | STATIONARY | RSDL
EQP0004216 | 3741720001 | AC BACKUP SYSTEM,EQUIP STATUS | BEST | FE1.8KOO346 | STATIONARY | RSDL
EQP0004217 | 3741720002 | AC BACKUP EMER.INTERCOMM.SYS | BEST | ME700VA/15C | STATIONARY | RSDL
EQP0004218 | 3741720003 | AC BACKUP SYSTEM,EQUIP STATUS | BEST | FE1.8KVA | STATIONARY | RSDL
EQP0004219 | 3741730001 | CATHODIC PROT. #1 THICKENERTK | FREEMAN | MACPU | STATIONARY | RSDL
EQP0004220 | 3741730002 | CATHODIC PROT. #2 THICKENER TK | FREEMAN | MACPU | STATIONARY | RSDL
EQP0004221 | 3741810001 | PANEL, LIGHTING LC | SQUARE D | NQ0D430M22 | STATIONARY | RSDL
EQP0004222 | 3741830001 | CONTROLLER RSDL SEWAGE STATION | HYDROMATIC PUMP | 62016-870-7 | STATIONARY | RSDL
EQP0004223 | 3742210001 | POWER MONITOR RSDL MANGANESE | ALLEN BRADLEY | POWERMONITOR 30 | STATIONARY | RSDL
EQP0004224 | 3742320001 | VFD, #3 CENTRIFUGE FEED PUMP | SQUARE D | 29392312 | STATIONARY | RSDL
EQP0004225 | 3742320002 | VFD, #1 CENTRIFUGE FEED PUMP | SQUARE D | 32845472 | STATIONARY | RSDL
EQP0004226 | 3742320003 | RSDL THKNR XFER PUMP #1 MANG | ALLEN BRADLEY | STYLE: 6604C62G | STATIONARY | RSDL
EQP0004227 | 3742320004 | RSDL THKNR XFER PUMP #2 MANG | ALLEN BRADLEY | STYLE: 6604C62G | STATIONARY | RSDL
EQP0004228 | 3742320005 | VFD RSDL MANG. BKWASH PUMP #1 | ALLEN BRADLEY | 20AD0340AY | STATIONARY | RSDL
EQP0004229 | 3742320006 | VFD RSDL MANG. BKWASH PUMP #2 | ALLEN BRADLEY | 20AD0340AY | STATIONARY | RSDL
EQP0004230 | 3742320007 | VFD RSDL MANG BKWASH PUMP #3 | ALLEN BRADLEY | 20AD0340AY | STATIONARY | RSDL
EQP0004231 | 3742320008 | VFD MANG INFL WET WELL PUMP #1 | ALLEN BRADLEY | 20AD0340AY | STATIONARY | RSDL
EQP0004232 | 3742320009 | VFD MANG INFL WET WELL PUMP #2 | ALLEN BRADLEY | 20AD0340AY | STATIONARY | RSDL
EQP0004233 | 3742320010 | VFD MANG INFL WET WELL PUMP #3 | ALLEN BRADLEY | 20AD0340AY | STATIONARY | RSDL
EQP0004234 | 3742320011 | VFD, #1 THKNR XFER PMP MOTOR | SQUARE D | ALTIVAR 58 | STATIONARY | RSDL
EQP0004235 | 3742320012 | VFD, #1 THKNR XFER PMP MOTOR | SQUARE D | ALTIVAR 66 | STATIONARY | RSDL
EQP0004236 | 3742320013 | VFD, #1 THICKENED RSDL PUMP | SQUARE D | S07A10Z16 | STATIONARY | RSDL
EQP0004237 | 3742320014 | VFD, #1 CENTRIFUGE BACKDRIVE | ALLEN BRADLEY | 208D052A3AYNANC | STATIONARY | RSDL
EQP0004238 | 3742320015 | VFD, #2 CENTRIFUGE BACKDRIVE | ALLEN BRADLEY | 208D052A3AYNANC | STATIONARY | RSDL
EQP0004239 | 3744210001 | AIR COND., HVAC-1 MOTOR/COND | THE TRANE CO. | 5K49KN2150X | STATIONARY | RSDL
EQP0004240 | 3744510001 | FURNACE, ELEC AHU, XFER BLDG. | THE TRANE CO. | 5KE49WN8207T | STATIONARY | RSDL
EQP0004241 | 3744510002 | FURNACE, ELEC AHU, EQ BLDG. | THE TRANE CO. | 5KE49WN8207T | STATIONARY | RSDL
EQP0004242 | 3744610013 | HEATER, ELEC DUCT, XFER BLDG. | THE TRANE CO. | BAYHTRL435AA | STATIONARY | RSDL
EQP0004243 | 3744610014 | HEATER, ELEC DUCT, EQ BLDG. | THE TRANE CO. | BAYHTRL435AA | STATIONARY | RSDL
EQP0004244 | 3744720001 | WATER HTR RESTROOM | HUBBELL INC. | CE110 | STATIONARY | RSDL
EQP0004245 | 3744720002 | WATER HTR CONTROL RM SINK | HUBBELL INC. | CE110 | STATIONARY | RSDL
EQP0004246 | 3745150001 | DEHUMIDIFIER, MANG AC UNIT | DESERT AIRE | LC08E4NNAUBLAED | STATIONARY | RSDL
EQP0004247 | 3745400001 | VENTILATION FILTERS | TRI-DIM | NA | STATIONARY | RSDL
EQP0004248 | 3745410001 | FAN, EXHAUST RSDL XFER BLDG. | LOREN COOK CO. | 42P7B | STATIONARY | RSDL
EQP0004249 | 3745410002 | FAN, EXHAUST EQ BLDG. | LOREN COOK CO. | 48P10B | STATIONARY | RSDL
EQP0004250 | 3745410003 | FAN, EXHAUST RSDL MANGANESE | GREENHECK FAN C | GF107518023E56 | STATIONARY | RSDL
EQP0004251 | 3745510001 | FAN, AHU-1 CENT BLDG MEZZANINE | MAGNETEK | CATALOG # M506 | STATIONARY | RSDL
EQP0004252 | 3747110001 | BRIDGE CRANE/HOIST CENTRIFUGE | ROBBINS & MYERS | D6-7.5-35 | STATIONARY | RSDL
EQP0004253 | 3747110002 | MOTOR, CRANE BRIDGE (CENTR) | LINCOLN | 3583823 TF3968 | STATIONARY | RSDL
EQP0004254 | 3747110003 | MOTOR, CRANE HOIST (CENTR) | BALDOR ELECTRIC | 23077900 | STATIONARY | RSDL
EQP0004255 | 3747110004 | MOTOR, CENTRIFUGE CRANE HOIST | GEARMASTER | D6-75-35 | STATIONARY | RSDL
EQP0004256 | 3747120001 | MONO CRANE/HOIST X-FER BLDG. | YALE HOISTS | KEL2-51TC15/5S2 | STATIONARY | RSDL
EQP0004257 | 3747120002 | CRANE RESIDUAL EQ BUILDING | YALE HOISTS | KEL2-28LG15/5S2 | STATIONARY | RSDL
EQP0004258 | 3747120003 | MOTOR, CRANE HOIST XFER BLDG. | DOERR EMERSON | 649845400 | STATIONARY | RSDL
EQP0004259 | 3747120004 | MOTOR, CRANE HOIST EQ BLDG. | DOERR EMERSON | 649845400 | STATIONARY | RSDL
EQP0004260 | 3747320001 | WINCH, MANGANESE INFL WET WELL | DUTTON & LAINSO | DLB250D | STATIONARY | RSDL
EQP0004261 | 3747320002 | WINCH, MANGANESE BW BASIN | DUTTON & LAINSO | DLB250D | STATIONARY | RSDL
EQP0004262 | 3748010001 | REFRIGERATED AUTO SAMPLER | SIGMA CORP. | 3000 | STATIONARY | RSDL
EQP0004263 | 3748010002 | SAMPLER | SIGMA CORP. | 900 MAX | STATIONARY | RSDL
EQP0004264 | 3750010001 | EQUALIZATION BASIN #1 | DANIS MADE | NA | STATIONARY | RSDL
EQP0004265 | 3750010002 | EQUALIZATION BASIN #2 | DANIS MADE | NA | STATIONARY | RSDL
EQP0004266 | 3750010013 | TRANSFER TO EQ | RODNEY HUNT | 60390-2-E348646 | STATIONARY | RSDL
EQP0004267 | 3750020001 | JET MIXING HEADER EQ BASIN 1 | VARIOUS | NA | STATIONARY | RSDL
EQP0004268 | 3750020002 | JET MIXING HEADER EQ BASIN 2 | VARIOUS | NA | STATIONARY | RSDL
EQP0004269 | 3750030001 | OPERATOR, SLUICE GATE (MANUAL) | RULYN INC. | RLT00/2-15 | STATIONARY | RSDL
EQP0004270 | 3750040001 | SLUICE GATE GRAVITY THK #1 INF | RULYN INC. | RLT00/2-15 | STATIONARY | RSDL
EQP0004271 | 3750040002 | SLUICE GATE GRAVITY THK #2 INF | RULYN INC. | RLT00/2-15 | STATIONARY | RSDL
EQP0004272 | 3750040003 | SLUICE GATE EQ BASIN #1 INFL | CRAFT MACHINE W | RLT0/3-50 | STATIONARY | RSDL
EQP0004273 | 3750040004 | SLUICE GATE EQ BASIN #2 INFL | CRAFT MACHINE W | RLT0/3-50 | STATIONARY | RSDL
EQP0004274 | 3750040005 | SLUICE GATE 1 EQ BASIN #1 SUMP | CRAFT MACHINE W | RLT0/3-50 | STATIONARY | RSDL
EQP0004275 | 3750040006 | SLUICE GATE 2 EQ BASIN #1 SUMP | CRAFT MACHINE W | RLT0/3-50 | STATIONARY | RSDL
EQP0004276 | 3750040007 | SLUICE GATE 1 EQ BASIN #2 SUMP | CRAFT MACHINE W | RLT0/3-50 | STATIONARY | RSDL
EQP0004277 | 3750040008 | SLUICE GATE 2 EQ BASIN #2 SUMP | CRAFT MACHINE W | RLT0/3-50 | STATIONARY | RSDL
EQP0004278 | 3750050001 | VALVE, GATE DNSTREAM ISOLATION | AMER. DARLING | 200W N082-1 | STATIONARY | RSDL
EQP0004279 | 3750050002 | VALVE, GATE UPSTREAM ISOLATION | AMER. DARLING | 200W N082-1 | STATIONARY | RSDL
EQP0004280 | 3750060001 | VALVE, PLUG, #3 CENT FEED PUMP | DEZURIK | PFC | STATIONARY | RSDL
EQP0004281 | 3750060002 | VALVE, #1 CENTRIFUGE CENTRATE | DEZURIK | 9251669 | STATIONARY | RSDL
EQP0004282 | 3750060003 | VALVE, #2 CENTRIFUGE CENTRATE | DEZURIK | 9251669 | STATIONARY | RSDL
EQP0004283 | 3750060004 | VALVE, PLUG, #1 CENT FEED PUMP | DEZURIK | PFC | STATIONARY | RSDL
EQP0004284 | 3750510001 | GEARMOTOR POLYMER SYSTEM | LEESON ADDISO E | M6C17FC1E | STATIONARY | RSDL
EQP0004285 | 3750510002 | GEARMOTOR, DRY POLYMER FEEDER | SUMITOMO MACHIN | HC3090 | STATIONARY | RSDL
EQP0004286 | 3750520002 | HYDR DRIVE, CENT. FEED PUMP #2 | GIBBS DRIVE | G15 20 300 RCSS | STATIONARY | RSDL
EQP0004287 | 3750530001 | THK TRANS PUMP #1 (RSDL/MANG) | FLYGT PUMPS | NP3171 | STATIONARY | RSDL
EQP0004288 | 3750530002 | THK TRANS PUMP #2 (RSDL/MANG) | FLYGT PUMPS | NP3171 | STATIONARY | RSDL
EQP0004289 | 3750540001 | PUMP WET POLYMER TRANSFER HM | ROBBINS & MYERS | 33201 | STATIONARY | RSDL
EQP0004290 | 3750540002 | PUMP, DRY POLYMER TRANSFER LH | ROBBINS & MYERS | 33201 | STATIONARY | RSDL
EQP0004291 | 3750540003 | MOTOR, DRY POLYMER FEED PUMP | LEESON ADDISO E | M6C17FCE | STATIONARY | RSDL
EQP0004292 | 3751010001 | VALVE, MOT. 12 INCH FLOW CONT | DEZURIK | 9248178 | STATIONARY | RSDL
EQP0004293 | 3751010002 | MOTOR, 12 INCH FLOW CONT VALVE | LIMITORQUE | L8993701 | STATIONARY | RSDL
EQP0004294 | 3751010003 | VALVE, MOT.6 INCH FLOW CONTR | DEZURIK | 9248179 | STATIONARY | RSDL
EQP0004295 | 3751010004 | OPERATOR, TANK SLOW REFILL VAL | EIM | HQ0015-6 | STATIONARY | RSDL
EQP0004296 | 3751010005 | OPERATOR, AIR PRESSURIZING VLV | EIM | HQ0015-6 | STATIONARY | RSDL
EQP0004297 | 3751010006 | OPERATOR,CELL BW OUTLET VALVE | EIM | HQ0015-6 | STATIONARY | RSDL
EQP0004298 | 3751010007 | OPERATOR, CELL-2 INLET VALVE | EIM | HQ0015-6 | STATIONARY | RSDL
EQP0004299 | 3751010008 | OPERATOR, AIR PRESSURIZING VLV | EIM | HQ0015-6 | STATIONARY | RSDL
EQP0004300 | 3751010009 | OPERATOR, TANK OUTLET RATE VLV | EIM | HQ0015-6 | STATIONARY | RSDL
EQP0004301 | 3751010010 | OPERATOR, RATE CONTROL VALVE | EIM | HQ0015-6 | STATIONARY | RSDL
EQP0004302 | 3751010011 | OPERATOR, CELL-1 AIR WASH VLV | EIM | HQ0015-6 | STATIONARY | RSDL
EQP0004303 | 3751010012 | OPERATOR, CELL-2 BACKWASH VLV | EIM | HQ0015-6 | STATIONARY | RSDL
EQP0004304 | 3751010013 | OPERATOR, TANK OUTLET RATE VLV | EIM | HQ0015-6 | STATIONARY | RSDL
EQP0004305 | 3751010014 | OPERATOR, CELL-1 INLET VALVE | EIM | HQ0015-6 | STATIONARY | RSDL
EQP0004306 | 3751010015 | OPERATOR, BACKWASH INLET VALVE | EIM | HQ0015-6 | STATIONARY | RSDL
EQP0004307 | 3751010016 | OPERATOR, CELL-2 INLET VALVE | EIM | HQ0015-6 | STATIONARY | RSDL
EQP0004308 | 3751010017 | OPERATOR, TANK DRAINDOWN VALVE | EIM | HQ0015-6 | STATIONARY | RSDL
EQP0004309 | 3751010018 | OPERATOR, TANK DRAINDOWN VALVE | EIM | HQ0015-6 | STATIONARY | RSDL
EQP0004310 | 3751010019 | OPERATOR, TANK RINSE OUTLET VL | EIM | HQ0015-6 | STATIONARY | RSDL
EQP0004311 | 3751010020 | OPERATOR, TANK RINSE OUTLET VL | EIM | HQ0015-6 | STATIONARY | RSDL
EQP0004312 | 3751010021 | OPERATOR, CELL-2 AIR WASH VLV | EIM | HQ0015-6 | STATIONARY | RSDL
EQP0004313 | 3751010022 | OPERATOR, CELL-2 AIR WASH VLV | EIM | HQ0015-6 | STATIONARY | RSDL
EQP0004314 | 3751010023 | OPERATOR, CELL-1 BW INLET VLV | EIM | HQ0015-6 | STATIONARY | RSDL
EQP0004315 | 3751010024 | OPERATOR, CELL-2 BW INLET VLV | EIM | HQ0015-6 | STATIONARY | RSDL
EQP0004316 | 3751010025 | OPERATOR, #3 CENT FEED PMP VLV | EIM | Q5N2-6 | STATIONARY | RSDL
EQP0004317 | 3751010026 | OPERATOR, #1 CENTRIFUGE GATE | LIMITORQUE | L120-20 | STATIONARY | RSDL
EQP0004318 | 3751010027 | MOTOR, #1 CENTRI. DISCH GATE | MM MCMILLIAN | 01-825-0612-2 | STATIONARY | RSDL
EQP0004319 | 3751010028 | OPERATOR, #2 CENTRIFUGE GATE | LIMITORQUE | L120-20 | STATIONARY | RSDL
EQP0004320 | 3751010029 | MOTOR, #2 CENTRIF. DISCH GATE | MM MCMILLIAN | 01-825-0612-2 | STATIONARY | RSDL
EQP0004321 | 3751010030 | OPERATOR, #1 CENTRATE DISCH VL | LIMITORQUE | L120-10 | STATIONARY | RSDL
EQP0004322 | 3751010031 | MOTOR, #1 CENTRATE VLV OPER. | MM MCMILLIAN | G1-0612-212-2 | STATIONARY | RSDL
EQP0004323 | 3751010032 | OPERATOR, #2 CENTRATE DISCH VL | LIMITORQUE | L120-10 | STATIONARY | RSDL
EQP0004324 | 3751010033 | MOTOR, #2 CENTRATE VLV OPER. | MM MCMILLIAN | 61-825.0611-2 | STATIONARY | RSDL
EQP0004325 | 3751010034 | MOTOR, 6 INCH FLOW CONT VALVE | LIMITORQUE | F-MB0-V00-03P1 | STATIONARY | RSDL
EQP0004326 | 3751010035 | OPERATOR, #1 CENT FEED PMP VLV | EIM | Q5N2-6 | STATIONARY | RSDL
EQP0004327 | 3751020003 | GATE, DISCHARGE #1 CENTRIFUGE | FMC CORP | NA | STATIONARY | RSDL
EQP0004328 | 3751020004 | GATE, DISCHARGE #2 CENTRIFUGE | FMC CORP | NA | STATIONARY | RSDL
EQP0004329 | 3752010001 | SPLITTER BOX, GRAVITY. THICK | VARIOUS | NA | STATIONARY | RSDL
EQP0004330 | 3753030001 | BASIN, MANGANESE INFL WET WELL | HUNGERFORD & TE | NA | STATIONARY | RSDL
EQP0004331 | 3753030002 | BASIN, MANGANESE BW WASTE | HUNGERFORD & TE | NA | STATIONARY | RSDL
EQP0004332 | 3754110001 | VLV, CHK. #1 THK. XFER PUMP | GOLDEN ANDERSON | 250D | STATIONARY | RSDL
EQP0004333 | 3754110002 | VLV, CHK, #3 THICKENER PUMP | GOLDEN ANDERSON | 250D | STATIONARY | RSDL
EQP0004334 | 3754110003 | VALVE, CK #1 EQ. TRANSFER PUMP | GOLDEN ANDERSON | 250DA | STATIONARY | RSDL
EQP0004335 | 3754110004 | VALVE, CK #2 EQ. TRANSFER PUMP | GOLDEN ANDERSON | 250DA | STATIONARY | RSDL
EQP0004336 | 3754110005 | VALVE, CK #3 EQ. TRANSFER PUMP | GOLDEN ANDERSON | 250D | STATIONARY | RSDL
EQP0004337 | 3756010001 | CENTRIFUGE #1 | SHARPLES/ALFA-L | PM7500ADPR697 | STATIONARY | RSDL
EQP0004338 | 3756010002 | CENTRIFUGE #2 | SHARPLES/ALFA-L | PM7500ADPR697 | STATIONARY | RSDL
EQP0004339 | 3756010003 | MOTOR, CENTRIFUGE #1 | RELIANCE ELECTR | 16AT138ABCR | STATIONARY | RSDL
EQP0004340 | 3756010004 | MOTOR, CENTRIFUGE #2 | RELIANCE ELECTR | 16AT138ABCR | STATIONARY | RSDL
EQP0004341 | 3756010005 | MOTOR, CENTRIFUGE BACKDRIVE #1 | BALDOR ELECTRIC | CM111..98666610 | STATIONARY | RSDL
EQP0004342 | 3756010006 | MOTOR, CENTRIFUGE BACKDRIVE #2 | BALDOR ELECTRIC | CM111..98666610 | STATIONARY | RSDL
EQP0004343 | 3756020001 | OIL LUBE SYSTEM CENTRIFUGE #1 | SHARPLES/ALFA-L | NA | STATIONARY | RSDL
EQP0004344 | 3756020002 | OIL LUBE SYSTEM CENTRIFUGE #2 | SHARPLES/ALFA-L | NA | STATIONARY | RSDL
EQP0004345 | 3756020003 | MOTOR, #1 CENTRIFUGE LUBE SYST | TUTHILL PUMP | W0959-3J | STATIONARY | RSDL
EQP0004346 | 3756020004 | MOTOR, #2 CENTRIFUGE LUBE SYST | TUTHILL PUMP | W0959-3J | STATIONARY | RSDL
EQP0004347 | 3756030001 | BACKDRIVE ASSY CENTRIFUGE #1 | ALLEN BRADLEY | CM111..9866610 | STATIONARY | RSDL
EQP0004348 | 3756030002 | BACKDRIVE ASSY CENTRIFUGE #2 | ALLEN BRADLEY | CM111..98666610 | STATIONARY | RSDL
EQP0004349 | 3759010001 | HOPPER, DISCH #1 CENTRIFUGE | FMC CORP | NA | STATIONARY | RSDL
EQP0004350 | 3759010002 | HOPPER, DISCH #2 CENTRIFUGE | FMC CORP | NA | STATIONARY | RSDL
EQP0004351 | 3770010001 | BACKFLOW PREVENTER, HM-RSDL | WATTS WATER TEC | 009M2QT | STATIONARY | RSDL
EQP0004352 | 3770010002 | BACKFLOW PREVENTER, CENTRIFUGE | WATTS WATER TEC | 909 | STATIONARY | RSDL
EQP0004353 | 3770010003 | RSDL, MANGANESE BACKFLOW | FEBCO BACKFLOW | 860 RP | STATIONARY | RSDL
EQP0004354 | 3770010004 | BACKFLOW PREVENTER, LH TRANS. | WATTS WATER TEC | RPZ 909 TM1 | STATIONARY | RSDL
EQP0004355 | 3770010005 | BACKFLOW PREVENTER, LH TRANS. | WATTS WATER TEC | 909 | STATIONARY | RSDL
EQP0004356 | 3770010006 | BACKFLOW, RSDL HM CONTAINMENT |  |  | STATIONARY | RSDL
EQP0004357 | 3770010007 | BACKFL, RSDL HM POLYMER THICK |  |  | STATIONARY | RSDL
EQP0004358 | 3770010008 | BACKFL, POLYMER MIX TANK |  |  | STATIONARY | RSDL
EQP0004359 | 3770010009 | BACKFL, POLYMER PMP SERVICE |  |  | STATIONARY | RSDL
EQP0004360 | 3770010010 | BACKFL, CENT. POLYMER FEED H2O |  |  | STATIONARY | RSDL
EQP0004361 | 3775010001 | CHEMICAL FIRE EXTINGUISHERS | VARIOUS | NA | STATIONARY | RSDL
EQP0004362 | 3775620001 | FENCE/SECURITY RSDL STORAGE 2 | ROSENBAUM FENCE | NA | STATIONARY | RSDL
EQP0004363 | 3775620002 | GATE, DBL. INLET RSDL SITE #2 | ROSENBAUM FENCE | NA | STATIONARY | RSDL
EQP0004364 | 3775620003 | GATE, DBL. OUTLT RSDL SITE #2 | ROSENBAUM FENCE | NA | STATIONARY | RSDL
EQP0004365 | 3782510001 | CENTRIFUGE ELEVATOR | UNITED TECHNOLO | LRV4 | STATIONARY | RSDL
EQP0004366 | 3782510002 | CONTROLLER HYD, RSDL ELEVATOR | UNITED TECHNOLO | ABA21040B | STATIONARY | RSDL
EQP0004367 | 3782510003 | HYDRAULIC MACHINE RSDL ELEV | UNITED TECHNOLO | 7520 | STATIONARY | RSDL
EQP0004368 | 3782510004 | HYD PUMP/MOTOR RSDL ELEV |  |  | STATIONARY | RSDL
EQP0004369 | 3790010001 | BUILDING RESIDUAL STORAGE #1 | VARIOUS | NA | STATIONARY | RSDL
EQP0004370 | 3790010002 | RESIDUAL STORAGE BUILDING #2 | VARIOUS | NA | STATIONARY | RSDL
EQP0004371 | 3790010003 | BUILDING, EQUALIZATION BASINS | VARIOUS | NA | STATIONARY | RSDL
EQP0004372 | 3790010004 | BUILDING, RESIDUAL TRANSFER | VARIOUS | NA | STATIONARY | RSDL
EQP0004373 | 3790010005 | BUILDING, CENTRIFUGE | VARIOUS | NA | STATIONARY | RSDL
EQP0004374 | 3790010006 | BUILDING, RSDL MANGANESE | HUNGERFORD & TE | NA | STATIONARY | RSDL
EQP0004375 | 3790010007 | BUILDING, ALUMINUM STORAGE | VARIOUS | NA | STATIONARY | RSDL
EQP0004376 | 3810000001 | SHOP LIGHTING AND PWR.SYSTEMS | LITHONIA | L296T8 | STATIONARY | LHOC
EQP0004377 | 3844310001 | AIR.COND., SPLIT SYSTEM | RHEEM RUUD | RACC-Q36JAS | STATIONARY | LHOC
EQP0004378 | 3844310002 | HEAT PUMP W/ELEC. B.U. | THE TRANE CO. | TWR024C100A2 | STATIONARY | LHOC
EQP0004379 | 3910000001 | LIGHTING, GENERAL PURPOSE | VARIOUS | NA | STATIONARY | HMGF
EQP0004380 | 3926610001 | DOOR OVEHEAD, GEN ROOM | OVERHEAD DOOR C | NA | STATIONARY | HMGF
EQP0004381 | 3926610002 | DOOR OVERHEAD, CONTROL ROOM | OVERHEAD DOOR C | NA | STATIONARY | HMGF
EQP0004382 | 3938010001 | PIPING SYSTEMS, DIESEL FUEL | VARIOUS | NA | STATIONARY | HMGF
EQP0004383 | 3940010001 | GENERATOR, EMERGENCY #1 | CATERPILLAR | 3516 SR-4 | STATIONARY | HMGF
EQP0004384 | 3940010002 | GENERATOR, EMERGENCY #2 | CATERPILLAR | 3516 SR-4 | STATIONARY | HMGF
EQP0004385 | 3940010003 | GENERATOR, EMERGENCY #3 | CATERPILLAR | 3516 SR-4 | STATIONARY | HMGF
EQP0004386 | 3940010007 | FUEL STORAGE PUMP | PRICE PUMP CO. | RC300AI-462-A11 | STATIONARY | HMGF
EQP0004387 | 3940010008 | FUEL STORAGE PUMP MOTOR | BALDOR ELECTRIC | 36E524-106 | STATIONARY | HMGF
EQP0004388 | 3940010011 | RADIATOR FAN MOTOR NO. 1 | ELEKULM | 161041 | STATIONARY | HMGF
EQP0004389 | 3940010012 | RADIATOR FAN MOTOR NO. 2 | MARATHON ELECTR | 1H-215TTFS8026A | STATIONARY | HMGF
EQP0004390 | 3940040001 | DIESEL ENG, #1 EMERG. GEN. | CATERPILLAR | 3516 DI1A | STATIONARY | HMGF
EQP0004391 | 3940040002 | DIESEL ENG, #2 EMERG. GEN. | CATERPILLAR | 3516 DI1A | STATIONARY | HMGF
EQP0004392 | 3940040003 | DIESEL ENG, #3 EMERG. GEN. | CATERPILLAR | 3516 DI1A | STATIONARY | HMGF
EQP0004393 | 3940060001 | FAN/RADIATOR, EMERGENCY GEN #1 | GENERAL THERMOD | 2469K | STATIONARY | HMGF
EQP0004394 | 3940060002 | FAN/RADIATOR, EMERGENCY GEN #2 | GENERAL THERMOD | 2469K | STATIONARY | HMGF
EQP0004395 | 3940060003 | FAN/RADIATOR, EMERGENCY GEN #3 | GENERAL THERMOD | 2469KAS | STATIONARY | HMGF
EQP0004396 | 3940060004 | RADIATOR, FUEL COOLING #1 | HAYDEN INC. | TT222-131 | STATIONARY | HMGF
EQP0004397 | 3940060005 | RADIATOR, FUEL COOLING #2 | HAYDEN INC. | TT22-131 | STATIONARY | HMGF
EQP0004398 | 3940060006 | RADIATOR, FUEL COOLING #3 | HONEYWELL/UOP | TEMP. T-22-13 | STATIONARY | HMGF
EQP0004399 | 3940070001 | GENERATOR ENGINE EXHAUST SYS 1 | DME INC. | NA | STATIONARY | HMGF
EQP0004400 | 3940070002 | GENERATOR ENGINE EXHAUST SYS 2 | DME INC. | NA | STATIONARY | HMGF
EQP0004401 | 3940070003 | GENERATOR ENGINE EXHAUST SYS 3 | DME INC. | NA | STATIONARY | HMGF
EQP0004402 | 3941010001 | MOTOR CONTROL CENTER | GENERAL ELECTRI | NA | STATIONARY | HMGF
EQP0004403 | 3941210001 | SWITCHBOARD, HMGFSERVICE | ZENITH CONTROLS | EC 100K-Y355 | STATIONARY | HMGF
EQP0004404 | 3941210002 | GROUND AND TEST DEVICE | WESTINGHOUSE | 692C950G02 | STATIONARY | HMGF
EQP0004405 | 3941220001 | SWITCHGEAR GENERATOR #1 | WESTINGHOUSE | 6616C40G02 | STATIONARY | HMGF
EQP0004406 | 3941220002 | SWITCHGEAR GENERATOR #2 | WESTINGHOUSE | 6616C40G02 | STATIONARY | HMGF
EQP0004407 | 3941220003 | SWITCHGEAR MASTER CONTRL. TEST | ZENITH CONTROLS | EC 100K-Y355 | STATIONARY | HMGF
EQP0004408 | 3941220004 | SWITCHGEAR GENERATOR #3 | CUTLER HAMMER | 50VCP-W250 | STATIONARY | HMGF
EQP0004409 | 3941610001 | TRANSFORMER DRY | GENERAL ELECTRI | 9T23Q9873G | STATIONARY | HMGF
EQP0004410 | 3941620001 | TRANSFORMER OIL FILLED BLDG | GENERAL ELECTRI | Q254737-TPK | STATIONARY | HMGF
EQP0004411 | 3941710001 | DC POWER SUPPLY SWITCHGEAR | LAMARCHE | A12B-15-48V-A1 | STATIONARY | HMGF
EQP0004412 | 3941720001 | UPS W/BATTERY CABINET LOUVER | BEST | FE500VA | STATIONARY | HMGF
EQP0004413 | 3941720002 | UPS NO. 1 | FERRUPS | FE500V07468 | STATIONARY | HMGF
EQP0004414 | 3941810001 | PANEL, POWER PP-1 | GENERAL ELECTRI | S0HA36ATD40 | STATIONARY | HMGF
EQP0004415 | 3941810002 | PANEL, POWER RP-1 | GENERAL ELECTRI | AQF3301ABX AXB4 | STATIONARY | HMGF
EQP0004416 | 3941810003 | PANEL, POWER LOUVER | GENERAL ELECTRI | AQF1121MB (AB25 | STATIONARY | HMGF
EQP0004417 | 3941820001 | BATTERY CHARGER | SAF-T-PAK | SLR24-204 | STATIONARY | HMGF
EQP0004418 | 3941910001 | LIGHTNING PROTECTION SYSTEM | UNLISTED | NA | STATIONARY | HMGF
EQP0004419 | 3941910002 | NEUTRAL GROUNDING RESISTOR | POST GLOVER RES | 39950 U-A 9506 | STATIONARY | HMGF
EQP0004420 | 3944010001 | AIR CONDITIONER/HEAT PUMP | THE TRANE CO. | WCD120B400DB | STATIONARY | HMGF
EQP0004421 | 3945410001 | ROOF EXHAUST FAN AND VENT #1 | TCF AEROVENT CO | 60M622-BD4CC-90 | STATIONARY | HMGF
EQP0004422 | 3945410002 | ROOF EXHAUST FAN AND VENT #2 | TCF AEROVENT CO | 60M622-BD4CC-90 | STATIONARY | HMGF
EQP0004423 | 3945410003 | ROOF EXHAUST FAN AND VENT #3 | GREENHECK FAN C | NA | STATIONARY | HMGF
EQP0004424 | 3945420001 | LOUVER/MOTOR #1 | GREENHECK FAN C | VCD-20 | STATIONARY | HMGF
EQP0004425 | 3945420002 | LOUVER/MOTOR #2 | GREENHECK FAN C | VCD-20 | STATIONARY | HMGF
EQP0004426 | 3945420003 | LOUVER/MOTOR #3 | GREENHECK FAN C | VCD-20 | STATIONARY | HMGF
EQP0004427 | 3945420004 | LOUVER/MOTOR #4 | GREENHECK FAN C | VCD-20 | STATIONARY | HMGF
EQP0004428 | 3945420005 | LOUVER/MOTOR #5 | GREENHECK FAN C | VCD-20 | STATIONARY | HMGF
EQP0004429 | 3945420006 | LOUVER/MOTOR #6 | GREENHECK FAN C | VCD-20 | STATIONARY | HMGF
EQP0004430 | 3947010001 | HOIST, EAST-WEST (LONG BEAM) | CHESTER HOIST | ZEPHYR | STATIONARY | HMGF
EQP0004431 | 3947010002 | HOIST, SOUTH (SHORT BEAM) | CHESTER HOIST | ZEPHYR | STATIONARY | HMGF
EQP0004432 | 3947010003 | HOIST, NORTH (SHORT BEAM) | CHESTER HOIST | ZEPHYR | STATIONARY | HMGF
EQP0004433 | 3965010001 | TANK #1 HMGF DIESEL STORAGE | HIGHLAND TANK | NA | STATIONARY | HMGF
EQP0004434 | 3965010002 | TANK #2 HMGF DIESEL STORAGE | HIGHLAND TANK | NA | STATIONARY | HMGF
EQP0004435 | 3965110001 | DIESEL FUEL DAY TANK #1 | IOWA FABRICATIO | A94997 | STATIONARY | HMGF
EQP0004436 | 3965110002 | DIESEL FUEL DAY TANK #2 | IOWA FABRICATIO | NO 353387 | STATIONARY | HMGF
EQP0004437 | 3975010001 | CHEMICAL FIRE EXTINGUISHERS | FIRE-X CORP. | NA | STATIONARY | HMGF
EQP0004438 | 3975110001 | ARM, FIRE PROTECTION SYSTEM | KIDDE CORP. | AEGIS | STATIONARY | HMGF
EQP0004439 | 3975110002 | PANEL, FIRE ALARM | KIDDE CORP. | AEGIS | STATIONARY | HMGF
EQP0004440 | 3990010001 | GEN. FACILITY STRUCTURE | VIRTEXCO CORP. | NA | STATIONARY | HMGF
EQP0004441 | 4010000001 | INTERIOR AND EXTERIOR LIGHTS | LITHONIA | NA | STATIONARY | BGWF
EQP0004442 | 4010010001 | LH-1A MIDDLE POTOMAC | AFTON PUMPS | 8X12 GSV | STATIONARY | BGWF
EQP0004443 | 4010010002 | LH-1B UPPER POTOMAC | AFTON PUMPS | 6X10 GSV | STATIONARY | BGWF
EQP0004444 | 4010010003 | LH-2A MIDDLE POTOMAC | AFTON PUMPS | 8X12 GSV | STATIONARY | BGWF
EQP0004445 | 4010010004 | LH-2B UPPER POTOMAC | AFTON PUMPS | 6X10 GSV | STATIONARY | BGWF
EQP0004446 | 4010010005 | LH-3A MIDDLE POTOMAC | AFTON PUMPS | 8X12 GSV | STATIONARY | BGWF
EQP0004447 | 4010010006 | LH-3B UPPER POTOMAC | AFTON PUMPS | 6X10 CSV | STATIONARY | BGWF
EQP0004448 | 4010010007 | MOTOR, WELL PUMP LH-1A | US ELECTRIC MOT | H19951 | STATIONARY | BGWF
EQP0004449 | 4010010008 | MOTOR, WELL PUMP LH-1B | US ELECTRIC MOT | H19951 | STATIONARY | BGWF
EQP0004450 | 4010010009 | MOTOR, WELL PUMP LH-2A | US ELECTRIC MOT | H19951 | STATIONARY | BGWF
EQP0004451 | 4010010010 | MOTOR, WELL PUMP LH-2B | US ELECTRIC MOT | H19951 | STATIONARY | BGWF
EQP0004452 | 4010010011 | MOTOR, WELL PUMP LH-3A | US ELECTRIC MOT | H19951 | STATIONARY | BGWF
EQP0004453 | 4010010012 | MOTOR, WELL PUMP LH-3B | US ELECTRIC MOT | H19951 | STATIONARY | BGWF
EQP0004454 | 4010080001 | VALVE, SKID #1 PERMEATE RELIEF | ANDERSON GREENW | D-10LS 420AJG00 | STATIONARY | BGWF
EQP0004455 | 4010080002 | VALVE, SKID #2 PERMEATE RELIEF | ANDERSON GREENW | D-10LS 420AJG00 | STATIONARY | BGWF
EQP0004456 | 4010080003 | VALVE, SKID #3 PERMEATE RELIEF | ANDERSON GREENW | D-10LS 420AJG00 | STATIONARY | BGWF
EQP0004457 | 4011810001 | RO MEMBRANE UNIT NUMBER 1 | CODELINE PRESSU | NA | STATIONARY | BGWF
EQP0004458 | 4011810002 | RO MEMBRANE UNIT NUMBER 2 | CODELINE PRESSU | NA | STATIONARY | BGWF
EQP0004459 | 4011810003 | RO MEMBRANE UNIT NUMBER 3 | CODELINE PRESSU | NA | STATIONARY | BGWF
EQP0004460 | 4011820001 | CARTRIDGE FILTER, RO INLET #1 | PARKER HANNISON | 6LMP103-4-10FK2 | STATIONARY | BGWF
EQP0004461 | 4011820002 | CARTRIDGE FILTER, RO INLET #2 | PARKER HANNISON | 6LMP103-4-10FK2 | STATIONARY | BGWF
EQP0004462 | 4011820003 | CARTRIDGE FILTER, RO INLET #3 | PARKER HANNISON | 6LMP103-4-10FK2 | STATIONARY | BGWF
EQP0004463 | 4011910001 | PUMP, RO BOOSTER SKID #1 | AFTON PUMPS | MPV | STATIONARY | BGWF
EQP0004464 | 4011910002 | PUMP, RO BOOSTER SKID #2 | AFTON PUMPS | MPV | STATIONARY | BGWF
EQP0004465 | 4011910003 | PUMP, RO BOOSTER SKID #3 | AFTON PUMPS | MPV | STATIONARY | BGWF
EQP0004466 | 4011910004 | MOTOR, RO BOOSTER PUMP #1 | US ELECTRIC MOT | H19956 | STATIONARY | BGWF
EQP0004467 | 4011910005 | MOTOR, RO BOOSTER PUMP #2 | US ELECTRIC MOT | H19956 | STATIONARY | BGWF
EQP0004468 | 4011910006 | MOTOR, RO BOOSTER PUMP #3 | US ELECTRIC MOT | H19956OC400VCC1 | STATIONARY | BGWF
EQP0004469 | 4011920001 | PUMP, INTERSTAGE T-CHARGER #1 | PEI | HTC-900 | STATIONARY | BGWF
EQP0004470 | 4011920002 | PUMP, INTERSTAGE T-CHARGER #2 | PEI | HTC-900 | STATIONARY | BGWF
EQP0004471 | 4011920003 | PUMP, INTERSTAGE T-CHARGER #3 | PEI | HTC-900 | STATIONARY | BGWF
EQP0004472 | 4012010001 | DEGASIFIER | METROPRO CORP | ST-1447 | STATIONARY | BGWF
EQP0004473 | 4012110001 | MONITORING WELLS | SEAHORSE PLASTI | 334 | STATIONARY | BGWF
EQP0004474 | 4017310003 | PUMP,ANTISCALANT METERING #2 | MILTON ROY | RA 11 | STATIONARY | BGWF
EQP0004475 | 4017310004 | PUMP, ANTI SCALANT MILTON RO#1 | MILTON ROY | RA 11 | STATIONARY | BGWF
EQP0004476 | 4017310005 | MOTOR ANTI-SCALANT PUMP #1 |  |  | STATIONARY | BGWF
EQP0004477 | 4017310006 | MOTOR ANTI-SCALANT PUMP #2 | FINCOR ELECTRON | M24 71142285 | STATIONARY | BGWF
EQP0004478 | 4017330002 | PUMP, ANTISCALANT TRANSFER | WILDEN PUMPS | M307420 | STATIONARY | BGWF
EQP0004479 | 4023410001 | TANK, #1 ANTISCALANT BULK | POLY PROCESSING | NA | STATIONARY | BGWF
EQP0004480 | 4023410002 | TANK, #2 ANTISCALANT BULK | POLY PROCESSING | NA | STATIONARY | BGWF
EQP0004481 | 4023410003 | TANK, ANTISCALANT DAY | POLY PROCESSING | NA | STATIONARY | BGWF
EQP0004482 | 4026610001 | DOOR OVHD, RO BLDG. | ATLAS DOORS | RDB 103 | STATIONARY | BGWF
EQP0004483 | 4027910001 | SURFURIC ACID BULK TANK #1 | TAMPA TANK | NA | STATIONARY | BGWF
EQP0004484 | 4027910002 | SURFURIC ACID BULK TANK #2 | TAMPA TANK | NA | STATIONARY | BGWF
EQP0004485 | 4027920001 | CLEANING TANK #1 | JUSTIN TANKS | NA | STATIONARY | BGWF
EQP0004486 | 4027920002 | CLEANING TANK #2 | JUSTIN TANKS | NA | STATIONARY | BGWF
EQP0004487 | 4027920003 | PUMP, RO CLEANING TANKS | DURIRON CO. INC | MARK III | STATIONARY | BGWF
EQP0004488 | 4027920004 | MOTOR, RO CLEANING TANK PUMP | RELIANCE ELECTR | P32G0397H | STATIONARY | BGWF
EQP0004489 | 4027920005 | TANK, CLEANING WASTE STORAGE |  |  | STATIONARY | BGWF
EQP0004490 | 4027930001 | CLEANING TANK CARTRIDGE FILTER | PARKER HANNISON | 35173-6LMP35-4- | STATIONARY | BGWF
EQP0004491 | 4027940001 | TANK, PRELUBE LH1A | CHEM-TAINER IND | NA | STATIONARY | BGWF
EQP0004492 | 4027940002 | TANK, PRELUBE LH1B | CHEM-TAINER IND | NA | STATIONARY | BGWF
EQP0004493 | 4027940003 | TANK, PRELUBE LH2A | CHEM-TAINER IND | NA | STATIONARY | BGWF
EQP0004494 | 4027940004 | TANK, PRELUBE LH2B | CHEM-TAINER IND | NA | STATIONARY | BGWF
EQP0004495 | 4027940005 | TANK, PRELUBE LH3A | CHEM-TAINER IND | NA | STATIONARY | BGWF
EQP0004496 | 4027940006 | TANK, PRELUBE LH3B | CHEM-TAINER IND | NA | STATIONARY | BGWF
EQP0004497 | 4028040001 | MIXER, IN-LINE, INFLUENT FEED | KOCH ENGINEERIN | SMV-PX | STATIONARY | BGWF
EQP0004498 | 4028040002 | MIXER, IN-LINE, #1 CONCENTRATE | KOCH ENGINEERIN | SMV-MY | STATIONARY | BGWF
EQP0004499 | 4028040003 | MIXER, IN-LINE, #2 CONCENTRATE | KOCH ENGINEERIN | SMV-MY | STATIONARY | BGWF
EQP0004500 | 4028040004 | MIXER, IN-LINE, #3 CONCENTRATE | KOCH ENGINEERIN | SMV-MY | STATIONARY | BGWF
EQP0004501 | 4038010001 | PIPING, WELL 1A | VARIOUS | NA | STATIONARY | BGWF
EQP0004502 | 4038010002 | PIPING, WELL 1B | VARIOUS | NA | STATIONARY | BGWF
EQP0004503 | 4038010003 | PIPING, WELL 2A | VARIOUS | NA | STATIONARY | BGWF
EQP0004504 | 4038010004 | PIPING, WELL 2B | VARIOUS | NA | STATIONARY | BGWF
EQP0004505 | 4038010005 | PIPING, WELL 3A | VARIOUS | NA | STATIONARY | BGWF
EQP0004506 | 4038010006 | PIPING, WELL 3B | VARIOUS | NA | STATIONARY | BGWF
EQP0004507 | 4038010007 | PIPING, ANTI-SCALANT | VARIOUS | NA | STATIONARY | BGWF
EQP0004508 | 4038010008 | PIPING, CONCENTRATE | VARIOUS | NA | STATIONARY | BGWF
EQP0004509 | 4038010009 | PIPING, PERMEATE | VARIOUS | NA | STATIONARY | BGWF
EQP0004510 | 4038010010 | PIPING, AIR DISTRIBUTION | VARIOUS | NA | STATIONARY | BGWF
EQP0004511 | 4038010011 | PIPING, PLUMBING | VARIOUS | NA | STATIONARY | BGWF
EQP0004512 | 4038010012 | PIPING, SANITARY | VARIOUS | NA | STATIONARY | BGWF
EQP0004513 | 4038010013 | PIPING, MEMBRANE CLEANING | VARIOUS | NA | STATIONARY | BGWF
EQP0004514 | 4038110001 | EMERGENCY SHOWER/EYE WASH | BRADLEY CORPORA | S19-310LL | STATIONARY | BGWF
EQP0004515 | 4041010001 | MOTOR CONTRL CENTER MCC1,2 | SQUARE D | 10432632-00 | STATIONARY | BGWF
EQP0004516 | 4041010002 | MOTOR CONTROLLER VFDS | CUTLER HAMMER | AF95AD0C400VCC1 | STATIONARY | BGWF
EQP0004517 | 4041610001 | TRANSFORMER, DRY | SQUARE D | 30T3HBCU | STATIONARY | BGWF
EQP0004518 | 4041610002 | TRANSFORMER,LIGHTING PNL LP-U | SQUARE D | 33349-17445-002 | STATIONARY | BGWF
EQP0004519 | 4041610003 | 15 KVA | SQUARE D | 15T3HBCU | STATIONARY | BGWF
EQP0004520 | 4041610004 | 15 KVA | SQUARE D | 15T3HBCU | STATIONARY | BGWF
EQP0004521 | 4041610005 | TRANSFORMER LIGHTING PNL LP-1O | SQUARE D | 33349-17212-057 | STATIONARY | BGWF
EQP0004522 | 4041610006 | 15 KVA | SQUARE D | A1ST3FBSS | STATIONARY | BGWF
EQP0004523 | 4041610007 | 15 KVA TRANSFORMER | SQUARE D | 15T3FBSS | STATIONARY | BGWF
EQP0004524 | 4041720001 | UNINTERRUPTIBLE POWER SUPPLY | BEST | FE1.8KVA | STATIONARY | BGWF
EQP0004525 | 4041720002 | UNINTERRUPTIBLE POWER SUPPLY | BEST | FE500VA | STATIONARY | BGWF
EQP0004526 | 4041720003 | UNINTERRUPTIBLE POWER SUPPLY | BEST | FE500VA | STATIONARY | BGWF
EQP0004527 | 4041720004 | UNINTERRUPTIBLE POWER SUPPLY | BEST | FE500VA | STATIONARY | BGWF
EQP0004528 | 4041810001 | PANEL, LIGHTING LP-M | SQUARE D | NQ0D430M10 | STATIONARY | BGWF
EQP0004529 | 4041810002 | PANEL, LIGHTING U | SQUARE D | 1210432632 | STATIONARY | BGWF
EQP0004530 | 4041810003 | PANEL, LIGHTING LP-U | SQUARE D | NQ0D430M10 | STATIONARY | BGWF
EQP0004531 | 4041810004 | PANEL, LIGHTING DP-M | SQUARE D | 1210432610 | STATIONARY | BGWF
EQP0004532 | 4042320001 | VFD, #1 RO BOOSTER PUMP MOTOR | ALLEN BRADLEY | AACS800-U4-0400 | STATIONARY | BGWF
EQP0004533 | 4042320002 | VFD, #2 RO BOOSTER PUMP MOTOR | ALLEN BRADLEY | AFC800-U4-0400- | STATIONARY | BGWF
EQP0004534 | 4042320003 | VFD, #3 RO BOOSTER PUMP MOTOR | CUTLER HAMMER | AF95AD0C400VCC1 | STATIONARY | BGWF
EQP0004535 | 4042320004 | VFD, WELL PUMP LH1M | D-TECH | ACS800U402105C0 | STATIONARY | BGWF
EQP0004536 | 4042320005 | VFD, WELL PUMP LH1U | CUTLER HAMMER | P71244VR-80672 | STATIONARY | BGWF
EQP0004537 | 4044110001 | CONDENSER UNIT RO PLT AHU-1 | ADDISON PRODUCT | 38ARD0L6___601_ | STATIONARY | BGWF
EQP0004538 | 4044110002 | CONDENSER UNIT RO PLT AHU-2 | CARRIER | 38ARD016___601_ | STATIONARY | BGWF
EQP0004539 | 4044110003 | CONDENSER UNIT RO PLT AHU-3 | YORK | WOE505086 | STATIONARY | BGWF
EQP0004540 | 4044110004 | CONDENSER MID POTOMAC AHU-4 | CARRIER | 1207A87695 | STATIONARY | BGWF
EQP0004541 | 4044110005 | CONDENSER MID POTOMAC AHU-6 | CARRIER | 24ABR360A330 | STATIONARY | BGWF
EQP0004542 | 4044110006 | CONDENSER MID POTOMAC AHU-8 | YORK | WDK5977271 | STATIONARY | BGWF
EQP0004543 | 4044110007 | CONDENSER UPPER POTOMAC AHU-7 | CARRIER | 1107E30268 | STATIONARY | BGWF
EQP0004544 | 4044110008 | CONDENSER UPPER POTOMAC AHU-5 | CARRIER | 24ABR360A330 | STATIONARY | BGWF
EQP0004545 | 4044110009 | CONDENSER UPPER POTOMAC AHU-9 | YORK | EMFS281334 | STATIONARY | BGWF
EQP0004546 | 4044130001 | FOUNTAIN, DRINKING | ELKAY MANUFACTU | EBFSA8-1B | STATIONARY | BGWF
EQP0004547 | 4044610001 | ELEC HTR ANTISCALANT RM EUH-1 | CHROMALOX | HDH-A-1500TSD00 | STATIONARY | BGWF
EQP0004548 | 4044610002 | ELEC HTR ANTISCALANT RM EUH-2 | CHROMALOX | HDH-A-1500TSD00 | STATIONARY | BGWF
EQP0004549 | 4044610003 | ELEC HTR ANTISCALANT RM EUH-3 | CHROMALOX | HDH-A-1500TSD00 | STATIONARY | BGWF
EQP0004550 | 4044610004 | ELEC HTR ANTISCALANT RM EUH-4 | CHROMALOX | HDH-A-1500TSD00 | STATIONARY | BGWF
EQP0004551 | 4044610005 | ELEC HTR ANTISCALANT RM EUH-6 | CHROMALOX | 1500TSD00430367 | STATIONARY | BGWF
EQP0004552 | 4044610006 | ELEC HTR ANTISCALANT RM EUH-8 | CHROMALOX | HDH-A-1500TSD00 | STATIONARY | BGWF
EQP0004553 | 4044610007 | ELEC HTR ANTISCALANT RM EUH-5 | CHROMALOX | HDH-A-1500TSD00 | STATIONARY | BGWF
EQP0004554 | 4044610008 | ELEC HTR ANTISCALANT RM EUH-7 | CHROMALOX | HDH-A-1500TSD00 | STATIONARY | BGWF
EQP0004555 | 4044610009 | ELEC HTR ANTISCALANT RM EUH-9 | CHROMALOX | HDH-A-1500TSD00 | STATIONARY | BGWF
EQP0004556 | 4044610010 | HEATER FORCED AIR, LH2M | CHROMALOX | HDHA-A-1000TSD | STATIONARY | BGWF
EQP0004557 | 4044610011 | HEATER FORCED AIR, LH2U | CHROMALOX | HDHA-A-1000TSD | STATIONARY | BGWF
EQP0004558 | 4044610012 | HEATER FORCED AIR, LH3M | CHROMALOX | HDHA-A-1000TSD | STATIONARY | BGWF
EQP0004559 | 4044610013 | HEATER FORCED AIR, LH3U | CHROMALOX | HDHA-A-1000TSD | STATIONARY | BGWF
EQP0004560 | 4044620001 | GAS UNIT HEATER RO PLANT GUH-1 | MODINE | PV 175SE0130 | STATIONARY | BGWF
EQP0004561 | 4044620002 | GAS UNIT HEATER RO PLANT GUH-2 | MODINE | PV 175SE0130 | STATIONARY | BGWF
EQP0004562 | 4044620003 | GAS UNIT HEATER RO PLANT GUH-3 | MODINE | PV 175SE0130 | STATIONARY | BGWF
EQP0004563 | 4044620004 | GAS UNIT HEATER RO PLANT GUH-4 | MODINE | PV 50SE0130 | STATIONARY | BGWF
EQP0004564 | 4044620005 | GAS UNIT HEATER RO PLANT GUH-5 | MODINE | PV 175SE0130 | STATIONARY | BGWF
EQP0004565 | 4044620006 | GAS UNIT HEATER RO PLANT GUH-6 | MODINE | PV 50SE0130 | STATIONARY | BGWF
EQP0004566 | 4044640001 | HOT WATER HEATER, GAS | A.O. SMITH | BTC 199 970 | STATIONARY | BGWF
EQP0004567 | 4045010001 | AIR DRYER DESSICANT | PARKER-AIRTEK | TW75 | STATIONARY | BGWF
EQP0004568 | 4045030001 | AIR RECEIVER 200 GL T-39-14 | STEEL FAB | A10049 | STATIONARY | BGWF
EQP0004569 | 4045110001 | DRYER, OILESS INSTRUMENTATION | PARKER/ZANDER | K-MT6 | STATIONARY | BGWF
EQP0004570 | 4045210001 | AIR HDL UNIT RO PLANT AHU-1 | LEESON ADDISO E | 131457 | STATIONARY | BGWF
EQP0004571 | 4045210002 | AIR HDL UNIT RO PLANT AHU-2 | LEESON ADDISO E | NA | STATIONARY | BGWF
EQP0004572 | 4045210003 | AIR HANDLING UNIT/HEATER | UNITARY | G2FD042H21G | STATIONARY | BGWF
EQP0004573 | 4045210004 | AIR HANDLING UNIT/HEATER AHU-4 | UNITARY | 2HK065000806A | STATIONARY | BGWF
EQP0004574 | 4045210005 | AIR HDL UNIT MID POTOMAC AHU-6 | CARRIER | 24ABR360A330 | STATIONARY | BGWF
EQP0004575 | 4045210006 | AIR HDL UNIT MID POTOMAC AHU-8 | YORK | NAH02006A | STATIONARY | BGWF
EQP0004576 | 4045210007 | AIR HANDLING UNIT/HEATER AHU-5 | UNITARY | 2HK065000806A | STATIONARY | BGWF
EQP0004577 | 4045210008 | AIR HDL UNIT UP POTOMAC AHU-7 | CARRIER | FC4DNF060 | STATIONARY | BGWF
EQP0004578 | 4045210009 | AIR HDL UNIT UP POTOMAC AHU-9 | YORK | NAH02006A | STATIONARY | BGWF
EQP0004579 | 4045400001 | VENTILATION FILTERS | TRI-DIM | NA | STATIONARY | BGWF
EQP0004580 | 4045410001 | EXHAUST FAN STORAGE ROOM EF-1 | BALDOR ELECTRIC | L3403 SPEC | STATIONARY | BGWF
EQP0004581 | 4045410002 | EXHAUST FAN AIR COMP ROOM | DAYTON | 10003B | STATIONARY | BGWF
EQP0004582 | 4045410003 | EXH FAN ANTISCALANT ROOM | BALDOR ELECTRIC | 165RFB | STATIONARY | BGWF
EQP0004583 | 4045410004 | EXH FAN SULFURIC ACID RM | BALDOR ELECTRIC | 34A61-872 | STATIONARY | BGWF
EQP0004584 | 4045410005 | FAN, EXH. RO PROCESS ROOM EF-5 | LOREN COOK CO. | 24XLWH1051-1 | STATIONARY | BGWF
EQP0004585 | 4045410006 | FAN, EXH. RO PROCESS ROOM EF-6 | LOREN COOK CO. | 24XLWH1051-1 | STATIONARY | BGWF
EQP0004586 | 4045410007 | FAN, EXH. RO PROCESS ROOM EF-7 | LOREN COOK CO. | 24XLWH1051-1 | STATIONARY | BGWF
EQP0004587 | 4045410008 | FAN, EXH RO PROCESS ROOM EF-15 | LOREN COOK CO. | 24XLWH1051-1 | STATIONARY | BGWF
EQP0004588 | 4045410009 | EXHAUST FAN REST ROOMS EF-8 | LOREN COOK CO. | 70SNB | STATIONARY | BGWF
EQP0004589 | 4045410010 | FAN EXH., LH1M EF-9 | BALDOR ELECTRIC | M3546T | STATIONARY | BGWF
EQP0004590 | 4045410011 | FAN EXH., LH2M EF-11 | BALDOR ELECTRIC | M3546T | STATIONARY | BGWF
EQP0004591 | 4045410012 | FAN EXH., LH1U EF-13 | BALDOR ELECTRIC | M3546T | STATIONARY | BGWF
EQP0004592 | 4045410013 | FAN EXH., LH1U EF-10 | BALDOR ELECTRIC | M3546T | STATIONARY | BGWF
EQP0004593 | 4045410014 | FAN EXH., LH2U EF-12 | BALDOR ELECTRIC | M3546T | STATIONARY | BGWF
EQP0004594 | 4045410015 | FAN EXH., LH1U EF-14 | BALDOR ELECTRIC | M3546T | STATIONARY | BGWF
EQP0004595 | 4045450001 | DEGASIFIER BLOWER | DUALL DIV./MET | ST144-12 | STATIONARY | BGWF
EQP0004596 | 4046010001 | AIR COMPRESSOR #1 | QUINCY | QMB10ACA31E | STATIONARY | BGWF
EQP0004597 | 4046010003 | MOTOR, #1 ROTARY SCREW COMPR. | BALDOR ELECTRIC | FM3313T514 | STATIONARY | BGWF
EQP0004598 | 4046010005 | AIR COMPRESSOR, #2 | QUINCY | QGS 10HP 125PSI | STATIONARY | BGWF
EQP0004599 | 4046010006 | MOTOR, #2 AIR COMPRESSOR | WEG INDUSTRIES | 10DE210 | STATIONARY | BGWF
EQP0004600 | 4046040001 | COMPRESSOR, RO INSTR DUPLEX #1 | CHAMPION | H2MT011D-6 | STATIONARY | BGWF
EQP0004601 | 4046040002 | COMPRESSOR, RO INSTR DUPLEX #2 | CHAMPION | H2MT011D-6 | STATIONARY | BGWF
EQP0004602 | 4046040003 | MOTOR, #1 OILESS INSTR COMPR. | BALDOR ELECTRIC | M3157TD-6 | STATIONARY | BGWF
EQP0004603 | 4046040004 | MOTOR, #2 OILESS INSTR COMPR. | BALDOR ELECTRIC | M3157TD-6 | STATIONARY | BGWF
EQP0004604 | 4046040005 | COMPRESSOR, RO INSTR DUPLEX #1 |  |  | STATIONARY | BGWF
EQP0004605 | 4046120001 | RECEIVER, INSTR. AIR COMPRS. | MANCHESTER TANK | CAT# 301142 | STATIONARY | BGWF
EQP0004606 | 4047110001 | BRIDGE/TROLLEY BGWF RO | R&M MATERIAL HA | 000-550-06 | STATIONARY | BGWF
EQP0004607 | 4047110002 | MOTOR, BRIDGE CRANE RO | BALDOR ELECTRIC | NA | STATIONARY | BGWF
EQP0004608 | 4047110003 | MOTOR, TROLLEY RO CRANE | YALE HOISTS | CGT17NZ120NA | STATIONARY | BGWF
EQP0004609 | 4050000001 | VALVE, CONCENTRATE DISCHARGE | CLA-VAL CO. | 50-01 650-01 | STATIONARY | BGWF
EQP0004610 | 4050090001 | VALVE SKID #1 PERMEATE DIS CHK | TECHNO CORPORAT | 10 INCH | STATIONARY | BGWF
EQP0004611 | 4050090002 | VALVE SKID #2 PERMEATE DIS CHK | TECHNO CORPORAT | 10 INCH | STATIONARY | BGWF
EQP0004612 | 4050090003 | VALVE SKID #3 PERMEATE DIS CHK | TECHNO CORPORAT | 10 INCH | STATIONARY | BGWF
EQP0004613 | 4050090004 | VALVE, CLEANING PMP DISCH LINE | TECHNO CORPORAT | 6 INCH | STATIONARY | BGWF
EQP0004614 | 4050220001 | VALVE, PUMP BLOW-OFF LH-1A | CLA-VAL CO. | 4-61-02KX | STATIONARY | BGWF
EQP0004615 | 4050220002 | VALVE, PUMP BLOW-OFF LH-1B | CLA-VAL CO. | 3-61-02KX | STATIONARY | BGWF
EQP0004616 | 4050220003 | VALVE, PUMP BLOW-OFF LH-2A | CLA-VAL CO. | 4-61-02KX | STATIONARY | BGWF
EQP0004617 | 4050220004 | VALVE, PUMP BLOW-OFF LH-2B | CLA-VAL CO. | 3-61-02KX | STATIONARY | BGWF
EQP0004618 | 4050220005 | VALVE, PUMP BLOW-OFF LH-3A | CLA-VAL CO. | 4-61-02KX | STATIONARY | BGWF
EQP0004619 | 4050220006 | VALVE, PUMP BLOW-OFF LH-3B | CLA-VAL CO. | 3-61-02KX | STATIONARY | BGWF
EQP0004620 | 4050220007 | VALVE, PRELUBE TANK DRAIN LH1A | MAGNATROL VALVE | MOF36A27 | STATIONARY | BGWF
EQP0004621 | 4050220008 | VALVE, PRELUBE TANK DRAIN LH1B | MAGNATROL VALVE | MOF36A27 | STATIONARY | BGWF
EQP0004622 | 4050220009 | VALVE, PRELUBE TANK DRAIN LH2A | MAGNATROL VALVE | MOF36A27 | STATIONARY | BGWF
EQP0004623 | 4050220010 | VALVE, PRELUBE TANK DRAIN LH2B | MAGNATROL VALVE | MOF36A27 | STATIONARY | BGWF
EQP0004624 | 4050220011 | VALVE, PRELUBE TANK DRAIN LH3A | MAGNATROL VALVE | MOF36A27 | STATIONARY | BGWF
EQP0004625 | 4050220012 | VALVE, PRELUBE TANK DRAIN LH3B | MAGNATROL VALVE | MOF36A27 | STATIONARY | BGWF
EQP0004626 | 4050230001 | VLV, #1 SKID BOOSTER PMP DISCH | APCO VALVE | 600 | STATIONARY | BGWF
EQP0004627 | 4050230002 | VLV, #2 SKID BOOSTER PMP DISCH | APCO VALVE | 600 | STATIONARY | BGWF
EQP0004628 | 4050230003 | VLV, #3 SKID BOOSTER PMP DISCH | APCO VALVE | 600 | STATIONARY | BGWF
EQP0004629 | 4051010001 | OPERATOR, LH-1A DISCH CHK VLV | LIMITORQUE | L120-10 | STATIONARY | BGWF
EQP0004630 | 4051010002 | OPERATOR, LH-1B DISCH CHK VLV | LIMITORQUE | L120-10 | STATIONARY | BGWF
EQP0004631 | 4051010003 | OPERATOR, LH-2A DISCH CHK VLV | LIMITORQUE | L120-10 | STATIONARY | BGWF
EQP0004632 | 4051010004 | OPERATOR, LH-2B DISCH CHK VLV | LIMITORQUE | L120-10 | STATIONARY | BGWF
EQP0004633 | 4051010005 | OPERATOR, LH-3A DISCH CHK VLV | LIMITORQUE | L120-10 | STATIONARY | BGWF
EQP0004634 | 4051010006 | OPERATOR, LH-3B DISCH CHK VLV | LIMITORQUE | L120-10 | STATIONARY | BGWF
EQP0004635 | 4051210001 | RO CLEANING PUMP & MOTOR | DURCO | 2K4X3-82RV/70 | STATIONARY | BGWF
EQP0004636 | 4054110001 | VALVE RO SKID BYPASS CHECK VLV | VALVE AND PRIME | A200 | STATIONARY | BGWF
EQP0004637 | 4054130001 | VALVE, SWING CHK DISCH. LH-1A | APCO VALVE | SERIES 8000 | STATIONARY | BGWF
EQP0004638 | 4054130002 | VALVE, SWING CHK DISCH. LH-1B | APCO VALVE | SERIES 8000 | STATIONARY | BGWF
EQP0004639 | 4054130003 | VALVE, SWING CHK DISCH. LH-2A | APCO VALVE | SERIES 8000 | STATIONARY | BGWF
EQP0004640 | 4054130004 | VALVE, SWING CHK DISCH. LH-2B | APCO VALVE | SERIES 8000 | STATIONARY | BGWF
EQP0004641 | 4054130005 | VALVE, SWING CHK DISCH. LH-3A | APCO VALVE | SERIES 8000 | STATIONARY | BGWF
EQP0004642 | 4054130006 | VALVE, SWING CHK DISCH. LH-3B | APCO VALVE | SERIES 8000 | STATIONARY | BGWF
EQP0004643 | 4054310001 | CONCENTRATE AIR RELEASE VALVES | APCO VALVE | 200 | STATIONARY | BGWF
EQP0004644 | 4054410001 | VALVE, PERM DISCH PIPE FLUSH | KEYSTONE MORIN | K-LOK | STATIONARY | BGWF
EQP0004645 | 4054410002 | VLV, SKID 1 CLEANING HDR RTRN | KEYSTONE MORIN | K-LOK | STATIONARY | BGWF
EQP0004646 | 4054410003 | VLV, SKID 2 CLEANING HDR RTRN | KEYSTONE MORIN | K-LOK | STATIONARY | BGWF
EQP0004647 | 4054410004 | VLV, SKID 3 CLEANING HDR RTRN | KEYSTONE MORIN | K-LOK | STATIONARY | BGWF
EQP0004648 | 4054410005 | VLV, SKID 1 STG 1 STK 1 EFFL | KEYSTONE MORIN | K-LOK | STATIONARY | BGWF
EQP0004649 | 4054410006 | VLV, SKID 1 STG 1 STK 2 EFFL | KEYSTONE MORIN | K-LOK | STATIONARY | BGWF
EQP0004650 | 4054410007 | VLV, SKID 1 STG 2 INFLUENT | KEYSTONE MORIN | K-LOK | STATIONARY | BGWF
EQP0004651 | 4054410008 | VLV, SKID 2 STG 1 STK 1 EFFL | KEYSTONE MORIN | K-LOK | STATIONARY | BGWF
EQP0004652 | 4054410009 | VLV, SKID 2 STG 1 STK 2 EFFL | KEYSTONE MORIN | K-LOK | STATIONARY | BGWF
EQP0004653 | 4054410010 | VLV, SKID 2 STG 2 INFLUENT | KEYSTONE MORIN | K-LOK | STATIONARY | BGWF
EQP0004654 | 4054410011 | VLV, SKID 3 STG 1 STK 1 EFFL | KEYSTONE MORIN | K-LOK | STATIONARY | BGWF
EQP0004655 | 4054410012 | VLV, SKID 3 STG 1 STK 2 EFFL | KEYSTONE MORIN | K-LOK | STATIONARY | BGWF
EQP0004656 | 4054410013 | VLV, SKID 3 STG 2 INFLUENT | KEYSTONE MORIN | K-LOK | STATIONARY | BGWF
EQP0004657 | 4054410014 | VLV, SKID 1 PERMEATE DISCHARGE | KEYSTONE MORIN | K-LOK | STATIONARY | BGWF
EQP0004658 | 4054410015 | VLV, SKID 2 PERMEATE DISCHARGE | KEYSTONE MORIN | K-LOK | STATIONARY | BGWF
EQP0004659 | 4054410016 | VLV, SKID 3 PERMEATE DISCHARGE | KEYSTONE MORIN | K-LOK | STATIONARY | BGWF
EQP0004660 | 4054410017 | VLV, CLEANING PUMP DISCH FRONT | KEYSTONE MORIN | K-LOK | STATIONARY | BGWF
EQP0004661 | 4054410018 | VLV, CLEANING PUMP DISCH REAR | KEYSTONE MORIN | K-LOK | STATIONARY | BGWF
EQP0004662 | 4054410019 | VLV CLEANING TK 2 RETRN FRONT | KEYSTONE MORIN | K-LOK | STATIONARY | BGWF
EQP0004663 | 4054410020 | VLV CLEANING TK 2 RETRN REAR | KEYSTONE MORIN | K-LOK | STATIONARY | BGWF
EQP0004664 | 4054410021 | VLV CLEANING TK 1 RETRN FRONT | KEYSTONE MORIN | K-LOK | STATIONARY | BGWF
EQP0004665 | 4054410022 | VLV CLEANING TK 1 RETRN REAR | KEYSTONE MORIN | K-LOK | STATIONARY | BGWF
EQP0004666 | 4054410023 | VLV, CARTRIDGE FILTER 3 INLET | KEYSTONE MORIN | K-LOK | STATIONARY | BGWF
EQP0004667 | 4054410024 | VLV, CARTRIDGE FILTER 3 OUTLET | KEYSTONE MORIN | K-LOK | STATIONARY | BGWF
EQP0004668 | 4054410025 | VLV, CARTRIDGE FILTER 2 INLET | KEYSTONE MORIN | K-LOK | STATIONARY | BGWF
EQP0004669 | 4054410026 | VLV, CARTRIDGE FILTER 2 OUTLET | KEYSTONE MORIN | K-LOK | STATIONARY | BGWF
EQP0004670 | 4054410027 | VLV, CARTRIDGE FILTER 1 INLET | KEYSTONE MORIN | K-LOK | STATIONARY | BGWF
EQP0004671 | 4054410028 | VLV, CARTRIDGE FILTER 1 OUTLET | KEYSTONE MORIN | K-LOK | STATIONARY | BGWF
EQP0004672 | 4054410029 | VLV, CLEANING TANK 1 PMP INLET | KEYSTONE MORIN | K-LOK | STATIONARY | BGWF
EQP0004673 | 4054410030 | VLV, CLEANING TANK 2 PMP INLET | KEYSTONE MORIN | K-LOK | STATIONARY | BGWF
EQP0004674 | 4054410031 | VLV, SKID 1 BOOSTER PUMP INLET | KEYSTONE MORIN | K-LOK | STATIONARY | BGWF
EQP0004675 | 4054410032 | VLV, SKID 2 BOOSTER PUMP INLET | KEYSTONE MORIN | K-LOK | STATIONARY | BGWF
EQP0004676 | 4054410033 | VLV, SKID 3 BOOSTER PUMP INLET | KEYSTONE MORIN | K-LOK | STATIONARY | BGWF
EQP0004677 | 4054410034 | ACT, SKID 1 BOOSTER PUMP INLET | KEYSTONE MORIN | S-100V-D000 | STATIONARY | BGWF
EQP0004678 | 4054410035 | ACT, SKID 2 BOOSTER PUMP INLET | KEYSTONE MORIN | S-100V-D000 | STATIONARY | BGWF
EQP0004679 | 4054410036 | ACT, SKID 3 BOOSTER PUMP INLET | KEYSTONE MORIN | S-100V-D000 | STATIONARY | BGWF
EQP0004680 | 4054410037 | VLV, TUNE UP VALVE | KEYSTONE MORIN | K-LOK | STATIONARY | BGWF
EQP0004681 | 4054410038 | ACT, TUNE UP VALVE | KEYSTONE MORIN | S-100V-D000 | STATIONARY | BGWF
EQP0004682 | 4054410039 | VLV, CONCENTRATE DISCH | KEYSTONE MORIN | K-LOK | STATIONARY | BGWF
EQP0004683 | 4054410040 | ACT, SKID 1 CONCENTRATE DISCH | KEYSTONE MORIN | S-100V-D000 | STATIONARY | BGWF
EQP0004684 | 4054410041 | VLV, SKID 2 CONCENTRATE DISCH | KEYSTONE MORIN | K-LOK | STATIONARY | BGWF
EQP0004685 | 4054410042 | ACT, SKID 2 CONCENTRATE DISCH | KEYSTONE MORIN | S-100V-D000 | STATIONARY | BGWF
EQP0004686 | 4054410043 | VLV, SKID 3 CONCENTRATE DISCH | KEYSTONE MORIN | K-LOK | STATIONARY | BGWF
EQP0004687 | 4054410044 | ACT, SKID 3 CONCENTRATE DISCH | KEYSTONE MORIN | S-100V-D000 | STATIONARY | BGWF
EQP0004688 | 4054410045 | VLV, LH1A HEADER DISCH. VALVE | KEYSTONE MORIN | K-LOK | STATIONARY | BGWF
EQP0004689 | 4054410046 | VLV, LH1B HEADER DISCH. VALVE | KEYSTONE MORIN | K-LOK | STATIONARY | BGWF
EQP0004690 | 4054410047 | VLV, LH2A HEADER DISCH. VALVE | KEYSTONE MORIN | K-LOK | STATIONARY | BGWF
EQP0004691 | 4054410048 | VLV, LH2B HEADER DISCH. VALVE | KEYSTONE MORIN | K-LOK | STATIONARY | BGWF
EQP0004692 | 4054410049 | VLV, LH3A HEADER DISCH. VALVE | KEYSTONE MORIN | K-LOK | STATIONARY | BGWF
EQP0004693 | 4054410050 | VLV, LH3B HEADER DISCH. VALVE | KEYSTONE MORIN | K-LOK | STATIONARY | BGWF
EQP0004694 | 4054440001 | VALVE, THERMO MIXING, EYEWASH | SYMMONDS INDUST | 5-900 | STATIONARY | BGWF
EQP0004695 | 4070010001 | BACKFLOW PREVENTER, RO | WATTS WATER TEC | 009M2QT RP | STATIONARY | BGWF
EQP0004696 | 4070010002 | BACKFLOW PREVENTER, RO | WATTS WATER TEC | RP 009 QTP | STATIONARY | BGWF
EQP0004697 | 4070020001 | BACKFLOW PREVENTER, SPRINKLER | WATTS WATER TEC | 709 DCDA | STATIONARY | BGWF
EQP0004698 | 4070020002 | BACKFLOW PREVENTER, SPRINKLER | WATTS WATER TEC | 007QTDA | STATIONARY | BGWF
EQP0004699 | 4075010001 | BGWF FIRE SUPPRESSION SYSTEMS | VARIOUS | NA | STATIONARY | BGWF
EQP0004700 | 4075110001 | FIRE PANEL, RO | SIMPLEX INC. | 4010FAC | STATIONARY | BGWF
EQP0004701 | 4090010001 | RO PROCESSING PLANT BUILDING | BELL CONTRACTOR | NA | STATIONARY | BGWF
EQP0004702 | 4090010002 | LH-1 UPPER POTOMAC WELL BLDG | BELL CONTRACTOR | NA | STATIONARY | BGWF
EQP0004703 | 4090010003 | LH-1 MIDDLE POTOMAC WELL BLDG | BELL CONTRACTOR | NA | STATIONARY | BGWF
EQP0004704 | 4090010004 | LH-2 UPPER POTOMAC WELL BLDG | BELL CONTRACTOR | NA | STATIONARY | BGWF
EQP0004705 | 4090010005 | LH-2 MIDDLE POTOMAC WELL BLDG | BELL CONTRACTOR | NA | STATIONARY | BGWF
EQP0004706 | 4090010006 | LH-3 UPPER POTOMAC WELL BLDG | BELL CONTRACTOR | NA | STATIONARY | BGWF
EQP0004707 | 4090010007 | LH-3 MIDDLE POTOMAC WELL BLDG | BELL CONTRACTOR | NA | STATIONARY | BGWF
EQP0004708 | 4110000001 | GENERAL LIGHTING AND POWER | VARIOUS | NA | STATIONARY | DCPS
EQP0004709 | 4110020001 | PUMP, RW VERTICAL #1 | JOHNSTON PUMP C | 28NHC | STATIONARY | DCPS
EQP0004710 | 4110020002 | PUMP, RW VERTICAL #2 | JOHNSTON PUMP C | 28NHC | STATIONARY | DCPS
EQP0004711 | 4110020003 | MOTOR, RW PUMP #1 | GENERAL ELECTRI | 5KVF83373646201 | STATIONARY | DCPS
EQP0004712 | 4110020004 | MOTOR, RW PUMP #2 | GENERAL ELECTRI | 5KVF83373646201 | STATIONARY | DCPS
EQP0004713 | 4110070001 | SURGE VALVE, RW PUMP #1 | CLA-VAL CO. | 52-03 | STATIONARY | DCPS
EQP0004714 | 4110070002 | SURGE VALVE, RW PUMP #2 | CLA-VAL CO. | 52-03 | STATIONARY | DCPS
EQP0004715 | 4110620000 | SEPTIC SYSTEM (DCPS) | VARIOUS | NA | STATIONARY | DCPS
EQP0004716 | 4138010001 | PIPING, RAW WATER | VARIOUS | NA | STATIONARY | DCPS
EQP0004717 | 4138010002 | PIPING, PLUMBING | VARIOUS | NA | STATIONARY | DCPS
EQP0004718 | 4138110001 | EMERGENCY EYEWASH | SPERIAN | 32-000400-0000 | STATIONARY | DCPS
EQP0004719 | 4140010001 | GENERATOR, DCPS EMERG. BACKUP | CUMMINS | GGHH-5697537 | STATIONARY | DCPS
EQP0004720 | 4140020001 | ENGINE, PROPANE, DCPS GEN. | FORD ENGINE | WSG1068 | STATIONARY | DCPS
EQP0004721 | 4141010001 | MOTOR CONTROL CENTER | CUTLER HAMMER | R270SCE | STATIONARY | DCPS
EQP0004722 | 4141210001 | SWITCHGEAR | CUTLER HAMMER | 71Y8597 | STATIONARY | DCPS
EQP0004723 | 4141610001 | TRANSFORMER, T-1 | HAMMOND TRANSFO | CAT# 154642 | STATIONARY | DCPS
EQP0004724 | 4141610002 | TRANSFORMER, T-2 | HAMMOND TRANSFO | CAT# 154642 | STATIONARY | DCPS
EQP0004725 | 4141610003 | TRANSFORMER, T-3 | CUTLER HAMMER | V46D28T49K | STATIONARY | DCPS
EQP0004726 | 4141810001 | PANEL, DISTRIBUTION PP-1 | CUTLER HAMMER | PRL3A | STATIONARY | DCPS
EQP0004727 | 4141810002 | PANEL, LIGHT DISTRIBUTION | CUTLER HAMMER | PRL1A | STATIONARY | DCPS
EQP0004728 | 4141810003 | PANEL, DISTRIBUTION DC-1 | CUTLER HAMMER | PRL3A | STATIONARY | DCPS
EQP0004729 | 4141820001 | BATTERY CHARGER | LAMARCHE | A12B-10-130V-A1 | STATIONARY | DCPS
EQP0004730 | 4142320001 | VFD, #1 RW PUMP | ALLEN BRADLEY | 1336IMPACT | STATIONARY | DCPS
EQP0004731 | 4142320002 | VFD, #2 RW PUMP | ALLEN BRADLEY | 1336IMPACT | STATIONARY | DCPS
EQP0004732 | 4145400001 | VENTILATION FILTERS | TRI-DIM | NA | STATIONARY | DCPS
EQP0004733 | 4145410001 | EXHAUST FAN, ROOF | PENN VENTILATOR | FX36B | STATIONARY | DCPS
EQP0004734 | 4147010001 | CHAIN HOIST AND TROLLEY | WRIGHT | CRB05 | STATIONARY | DCPS
EQP0004735 | 4154020001 | ORION 420 WEATHER STATION | COLUMBIA WEATHE | WXT520-AAB0AA30 | STATIONARY | DCPS
EQP0004736 | 4155010001 | DIASCUND DAM | VARIOUS | NA | STATIONARY | DCPS
EQP0004737 | 4175010001 | DCPS FIRE SUPPRESSION SYSTEMS | VARIOUS | NA | STATIONARY | DCPS
EQP0004738 | 4190010001 | PUMP STATION BUILDING | VARIOUS | NA | STATIONARY | DCPS
EQP0004739 | 4210000001 | GENERAL PURPOSE LIGHTING | VARIOUS | NA | STATIONARY | LHOC
EQP0004740 | 4210630001 | SEWAGE LIFT STATION | HOFFMAN | B12RD-2460P | STATIONARY | LHOC
EQP0004741 | 4210640001 | SEWAGE/SLUDGE PUMP #1 | FAIRBANKS MORSE | V010D22161X1131 | STATIONARY | LHOC
EQP0004742 | 4210640002 | SEWAGE/SLUDGE PUMP #2 | FAIRBANKS MORSE | 4" D5433MV | STATIONARY | LHOC
EQP0004743 | 4215240001 | #1 CHILL WATER PUMP (P-1) | BELL & GOSSET | 1510BF11.625-5G | STATIONARY | LHOC
EQP0004744 | 4215240002 | #2 CHILL WATER PUMP (P-2) | BELL & GOSSET | 1510BF11.625-5G | STATIONARY | LHOC
EQP0004745 | 4215250001 | #1 BOILER RECIRC PUMP (P-5) | BELL & GOSSET | 185332LF | STATIONARY | LHOC
EQP0004746 | 4215250002 | #2 BOILER RECIRC PUMP(P-6) | BELL & GOSSET | 185232LF | STATIONARY | LHOC
EQP0004747 | 4215250003 | #3 BOILER RECIRC PUMP (P-7) | BELL & GOSSET | 185332LF | STATIONARY | LHOC
EQP0004748 | 4226610001 | DOOR OVHD, YARD STORAGE BLDG. | CORNELL IRON WO | NA | STATIONARY | LHOC
EQP0004749 | 4238010001 | PIPING, AIR DISTRIBUTION | VARIOUS | NA | STATIONARY | LHOC
EQP0004750 | 4238010002 | PIPING, UTILITIES/PLUMBING | VARIOUS | NA | STATIONARY | LHOC
EQP0004751 | 4238010003 | PIPING, SANITARY/SEWAGE | VARIOUS | NA | STATIONARY | LHOC
EQP0004752 | 4238010004 | PIPING, HVAC | VARIOUS | NA | STATIONARY | LHOC
EQP0004753 | 4238110001 | EMERG. EYEWASH/SHOWER | SPEAKMAN | NA | STATIONARY | LHOC
EQP0004754 | 4240010001 | EMERGENCY GENERATOR, LHMOC | CATERPILLAR | 3306 | STATIONARY | LHOC
EQP0004755 | 4240040001 | DIESEL DRIVE, LHOC EMERG. GEN. | CATERPILLAR | 3306 | STATIONARY | LHOC
EQP0004756 | 4241010001 | MOTOR CONTROL CENTER #1 | SIEMENS | 95BSJ592G021 | STATIONARY | LHOC
EQP0004757 | 4241010002 | MOTOR CONTROL CENTER #2 | SIEMENS | 95BSJ592G022 | STATIONARY | LHOC
EQP0004758 | 4241010003 | MOTOR CONTROL CENTER #3 | SIEMENS | 95BSJ592G023 | STATIONARY | LHOC
EQP0004759 | 4241210001 | MAIN DISTRIBUTION SWITCHGEAR | SIEMENS | MDS17-79367-600 | STATIONARY | LHOC
EQP0004760 | 4241220001 | PANEL, DISTRIBUTION SL | SIEMENS | SEE42ML250CTS | STATIONARY | LHOC
EQP0004761 | 4241410001 | AUTO TRANSFER SWITCH (MDS/GEN) | ASCO | A.T.S.A30034009 | STATIONARY | LHOC
EQP0004762 | 4241610001 | DRY TYPE TRANSFORMERS (LHOC) | SIEMENS | 600 VOLY CLASS | STATIONARY | LHOC
EQP0004763 | 4244120001 | ICE MACHINES (LHOC) | MANITOWOC | SD149N | STATIONARY | LHOC
EQP0004764 | 4244120002 | ICE MACHINES (LHOC) | MANITOWOC | QR1300A | STATIONARY | LHOC
EQP0004765 | 4244130001 | WATER FOUNTAINS (LHOC) | OASIS CORPORATI | P8AMSL-0300 | STATIONARY | LHOC
EQP0004766 | 4244310001 | HEAT PUMP (YARD OFFICE) | YORK | EF4H036S06A | STATIONARY | LHOC
EQP0004767 | 4244430001 | AIR COOLED CHILLER (CH-1) | YORK | YCAS0210EC46XFA | STATIONARY | LHOC
EQP0004768 | 4244640001 | HEATER, SPACE, HOT WATER | MODINE | V139S01 | STATIONARY | LHOC
EQP0004769 | 4244640002 | HEATER, SPACE, HOT WATER | MODINE | V139S01 | STATIONARY | LHOC
EQP0004770 | 4244650001 | HEATER, SPACE, HOT WATER | MODINE | V78S01 | STATIONARY | LHOC
EQP0004771 | 4244650002 | HEATER, SPACE, HOT WATER | MODINE | V78S01 | STATIONARY | LHOC
EQP0004772 | 4244650003 | HEATER, SPACE, HOT WATER | MODINE | V78S01 | STATIONARY | LHOC
EQP0004773 | 4244660001 | HEATER, SPACE, HOT WATER | MODINE | HS 24S01 | STATIONARY | LHOC
EQP0004774 | 4244670001 | HEATER, SPACE, HOT WATER | MODINE | V139S01 | STATIONARY | LHOC
EQP0004775 | 4244670002 | HEATER, SPACE, HOT WATER | MODINE | V139S01 | STATIONARY | LHOC
EQP0004776 | 4244670003 | HEATER, SPACE, HOT WATER | MODINE | V139S01 | STATIONARY | LHOC
EQP0004777 | 4244670004 | HEATER, SPACE, HOT WATER | MODINE | V139S01 | STATIONARY | LHOC
EQP0004778 | 4244670005 | HEATER, SPACE, HOT WATER | MODINE | V139S01 | STATIONARY | LHOC
EQP0004779 | 4244680001 | HEATER, SPACE, HOT WATER | MODINE | V139S01 | STATIONARY | LHOC
EQP0004780 | 4244680002 | HEATER, SPACE, HOT WATER | MODINE | V42S01 | STATIONARY | LHOC
EQP0004781 | 4244680003 | HEATER, SPACE, HOT WATER | MODINE | V42S01 | STATIONARY | LHOC
EQP0004782 | 4244680004 | HEATER, SPACE, HOT WATER | MODINE | V42S01 | STATIONARY | LHOC
EQP0004783 | 4244680005 | HEATER, SPACE, HOT WATER | MODINE | V42S01 | STATIONARY | LHOC
EQP0004784 | 4244680006 | HEATER, SPACE, HOT WATER | MODINE | V42S01 | STATIONARY | LHOC
EQP0004785 | 4244680007 | HEATER, SPACE, HOT WATER | MODINE | V42S01 | STATIONARY | LHOC
EQP0004786 | 4244680008 | HEATER, SPACE, HOT WATER | MODINE | V42S01 | STATIONARY | LHOC
EQP0004787 | 4244680009 | HEATER, SPACE, HOT WATER | MODINE | V42S01 | STATIONARY | LHOC
EQP0004788 | 4244680010 | HEATER, SPACE, HOT WATER | MODINE | V42S01 | STATIONARY | LHOC
EQP0004789 | 4244720001 | HEATER, H2O, SPEC EQUIPT MEZZ | RHEEM RUUD | ES85-9-G | STATIONARY | LHOC
EQP0004790 | 4244720002 | HEATER, H2O, MOC ROOM 191 | HUBBELL INC. | SE120-0-24 | STATIONARY | LHOC
EQP0004791 | 4244720003 | HEATER, H2O, MECH. MEZZANINE | STATE IND | CSB12027IFEB 92 | STATIONARY | LHOC
EQP0004792 | 4244720004 | HEATER, H2O, MTR. REPAIR MEZZ. | RHEEM RUUD | ES50-9-G-1 | STATIONARY | LHOC
EQP0004793 | 4244720005 | HEATER, H2O, MOC FIELD OFFICE | A.O. SMITH | ELJF20917 | STATIONARY | LHOC
EQP0004794 | 4244720006 | HEATER, H2O, VEH SHOP MEZZ | HUBBELL INC. | E20-2SLW | STATIONARY | LHOC
EQP0004795 | 4244720007 | HEATER, H2O, SUPPLY REST ROOM | INST FLOW | SR30L/120 | STATIONARY | LHOC
EQP0004796 | 4244810001 | #1 GAS FIRED WATER BOILER B-1 | PATTERSON & KEL | N1200 | STATIONARY | LHOC
EQP0004797 | 4244810002 | #2 GAS FIRED WATER BOILER B-2 | PATTERSON & KEL | N1200 | STATIONARY | LHOC
EQP0004798 | 4244810004 | #3 GAS FIRED WATER BOILER B-3 | PATTERSON & KEL | N1000 | STATIONARY | LHOC
EQP0004799 | 4244920001 | #1 HEATING/WATER SUPPLY (P-3) | BELL & GOSSET | 1510 BF 8500 2. | STATIONARY | LHOC
EQP0004800 | 4244920002 | #2 HEATING/WATER SUPPLY (P-4) | BELL & GOSSET | 1510 BF 8500 2. | STATIONARY | LHOC
EQP0004801 | 4245020001 | AIR DRYER, NON-CYCLING REFRIG. | CHAMPION | 200CNDA400 | STATIONARY | LHOC
EQP0004802 | 4245210001 | AHU-1 | YORK | M2513T | STATIONARY | LHOC
EQP0004803 | 4245210002 | AHU-2 | YORK | M33111 | STATIONARY | LHOC
EQP0004804 | 4245210003 | AHU-3 | YORK | M2513T | STATIONARY | LHOC
EQP0004805 | 4245220001 | BLOWER COILS (1-17 LHOC) | YORK | CSV FAN2 | STATIONARY | LHOC
EQP0004806 | 4245400001 | VENTILATION FILTERS | TRI-DIM | NA | STATIONARY | LHOC
EQP0004807 | 4245410001 | FAN, EXHAUST YARD OFFICE BLDG. | BERKO | 6100 | STATIONARY | LHOC
EQP0004808 | 4245410002 | FAN, EXHAUST YARD OFFICE BLDG. | BERKO | 6100 | STATIONARY | LHOC
EQP0004809 | 4245450001 | EXHAUST FANS (1-17 LHOC) | PENN VENTILATOR | SX275BC | STATIONARY | LHOC
EQP0004810 | 4245450002 | FAN EXHAUST, AIR COMPR RM ROOF | GREENHECK FAN C | GB-200-LMDX-QD | STATIONARY | LHOC
EQP0004811 | 4245660001 | FANS, WALL MOUNTED | TPI INDUSTRIES | ACH24-0 | STATIONARY | LHOC
EQP0004812 | 4246070002 | COMPR, AIR #1 RECIPROCATING | QUINCY | QT15 | STATIONARY | LHOC
EQP0004813 | 4246070003 | COMPR, AIR #2 RECIPROCATING | QUINCY | QT15 | STATIONARY | LHOC
EQP0004814 | 4246070004 | MOTOR, #1 RECIPROCATING COMPR. | BALDOR ELECTRIC | EM2513T | STATIONARY | LHOC
EQP0004815 | 4246070005 | MOTOR, #2 RECIPROCATING COMPR. | BALDOR ELECTRIC | EM2513T | STATIONARY | LHOC
EQP0004816 | 4246070006 | AIR COMPRESSOR ROTARY SCREW | GARDNER DENVER | EFD99D | STATIONARY | LHOC
EQP0004817 | 4246110001 | VERTICAL AIR RECEIVING UNIT | CHAMPION | (Z1688) | STATIONARY | LHOC
EQP0004818 | 4246120001 | RECIEVER, #1 AIR COMPRESSOR | MANCHESTER TANK | CAT# 300718.2 | STATIONARY | LHOC
EQP0004819 | 4246120002 | RECEIVER, #2 AIR COMPRESSOR | MANCHESTER TANK | CAT# 300718.2 | STATIONARY | LHOC
EQP0004820 | 4246310001 | COALESCING FILTER FOR AIR COMP | CHAMPION | CM30-08-G | STATIONARY | LHOC
EQP0004821 | 4247120001 | CRANE/HOIST/MONORAIL, VEH SHOP | RELIABLE | UCS | STATIONARY | LHOC
EQP0004822 | 4247210001 | 2 TON JIB CRANE (ELECTRICAL) | RELIABLE | 2B-4-1612 | STATIONARY | LHOC
EQP0004823 | 4247210002 | 3 TON JIB CRANE (VEH. WELDING) | RELIABLE | 2B-6-1616 | STATIONARY | LHOC
EQP0004824 | 4247210003 | 5 TON JIB CRANE (MECH. SHOP) | RELIABLE | 2B-10-1612 | STATIONARY | LHOC
EQP0004825 | 4247210004 | 1/2 TON JIB CRANE (SPEC/EQUIP) | RELIABLE | 2B-1-1212 | STATIONARY | LHOC
EQP0004826 | 4247210005 | 1/2 TON JIB CRANE (MECH. WELD) | RELIABLE | 2B-1-1212 | STATIONARY | LHOC
EQP0004827 | 4247210006 | 1/2 TON JIB CRANE (MECH/LATHE) | RELIABLE | 2B-1-1212 | STATIONARY | LHOC
EQP0004828 | 4265210001 | LHOC DIESEL STORAGE TANK | DUNN | NA | STATIONARY | LHOC
EQP0004829 | 4265220001 | FUEL DISPENSER, PUMPS 1 & 2 | GASBOY | 9852AXTW1DFSSZ4 | STATIONARY | LHOC
EQP0004830 | 4265220002 | FUEL DISPENSER, PUMPS 3 & 4 | GASBOY | 9852AXTW1DFSSZ4 | STATIONARY | LHOC
EQP0004831 | 4265220003 | FUEL DISPENSER, PUMPS 5 & 6 | GASBOY | 9852AXTW1DFSSZ4 | STATIONARY | LHOC
EQP0004832 | 4265220004 | FUEL DISPENSER, PUMPS 7 & 8 | GASBOY | 9852AXTW1DFSSZ4 | STATIONARY | LHOC
EQP0004833 | 4265220005 | FUEL DISPENSER, PUMPS 9 & 10 | GASBOY | 9852AXTW2DFSSZ4 | STATIONARY | LHOC
EQP0004834 | 4265220006 | FUEL DISPENSER, PUMPS 11 & 12 | GASBOY | 9852AXTW2DFSSZ4 | STATIONARY | LHOC
EQP0004835 | 4265310001 | LHOC UNLEADED FUEL TANK | DUNN | NA | STATIONARY | LHOC
EQP0004836 | 4270010001 | BACKFLOW PREVENTER, VEH MEZZ | WATTS WATER TEC | RP 009-M3QT | STATIONARY | LHOC
EQP0004837 | 4270010002 | BACKFLOW PREVENTER, LUBE STOR | WATTS WATER TEC | 009M2QT RP | STATIONARY | LHOC
EQP0004838 | 4270010003 | BACKFLOW PREVENTER, YARD OFF. | WATTS WATER TEC | 009M2QT RP | STATIONARY | LHOC
EQP0004839 | 4270020001 | BF PREVENTER, SPRINKLER, SE | AMES FIRE & WAT | 2000SS | STATIONARY | LHOC
EQP0004840 | 4270020002 | BF PREVENTER, SPRINKLER, SE | AMES FIRE & WAT | 2000B | STATIONARY | LHOC
EQP0004841 | 4275010001 | CHEMICAL FIRE EXTINGUISHERS | VARIOUS | NA | STATIONARY | LHOC
EQP0004842 | 4275020001 | FIRE PROTECTION SPRINKLERS | COASTAL | SPRINKLER | STATIONARY | LHOC
EQP0004843 | 4275110001 | FIRE ALARM SYSTEM LHOC | SIMPLEX INC. | 4010-9101 | STATIONARY | LHOC
EQP0004844 | 4275620001 | SECURITY GATES/FENCING | ROSENBAUM FENCE | CHAIN-LINK | STATIONARY | LHOC
EQP0004845 | 4282520001 | 500 LB. VERT. LIFT (SUPPLY) | GIANT LIFT | RJS-500 | STATIONARY | LHOC
EQP0004846 | 4290010001 | BUILDING, LHMOC | OYSTER POINT CO | NA | STATIONARY | LHOC
EQP0004847 | 4290010002 | LHMOC YARD OFFICE BUILDING | OYSTER POINT CO | NA | STATIONARY | LHOC
EQP0004848 | 4290010003 | LHMOC BULK STORAGE BUILDING | OYSTER POINT CO | NA | STATIONARY | LHOC
EQP0004849 | 4291010001 | LOADING/DOCK EQUIPT. (SUPPLY) | W.B. MCGUIRE | MTR.2B | STATIONARY | LHOC
EQP0004850 | 4291510001 | EQUPT. FLUID DISPENSING SYST. | GRACO | FIRE-BALL | STATIONARY | LHOC
EQP0004851 | 4292010001 | OIL/WATER SEPERATOR VEH/SHOP | PS INTERNATIONA | PSC-1000-DW-J | STATIONARY | LHOC
EQP0004852 | 4292010002 | OIL/WATER SEPERATOR WASH RACK | PS INTERNATIONA | PSC-1000-DW-J | STATIONARY | LHOC
EQP0004853 | 4292510001 | OIL EVAC. SYST. SPEC. EQUIPT | GRACO | HUSKY 1040 | STATIONARY | LHOC
EQP0004854 | 4292510002 | OIL EVAC. SYST. VEH. WELD SHOP | GRACO | HUSKY 1040 | STATIONARY | LHOC
EQP0004855 | 4292510003 | OIL EVAC. SYST. NE VEH. SHOP | GRACO | HUSKY 1040 | STATIONARY | LHOC
EQP0004856 | 4292510004 | OIL EVAC. SYST. VEH. SHOP SE | GRACO | HUSKY 1040 | STATIONARY | LHOC
EQP0004857 | 4292510005 | OIL EVAC. SYST. VEH. SHOP N | GRACO | HUSKY 1040 | STATIONARY | LHOC
EQP0004858 | 4292510006 | OIL EVAC. SYST. VEH. SHOP S | GRACO | HUSKY 1040 | STATIONARY | LHOC
EQP0004859 | 4292510007 | OIL EVAC. SYST. USED OIL TANK | GRACO | HUSKY 1040 | STATIONARY | LHOC
EQP0004860 | 4295000001 | WASHER, PWR VEHICLE WASH RACK | PRESSURE-PRO, I | WM/EE4020G | STATIONARY | LHOC
EQP0004861 | 4295000002 | PUMP, VEH WASH RACK PWR WASHER | GENERAL PUMP | EZ2542 | STATIONARY | LHOC
EQP0004862 | 4295000003 | MOTOR VEH WASH RACK PWR WASHER | MARATHON ELECTR | LXE184TBDW17031 | STATIONARY | LHOC
EQP0004863 | 4295010001 | LATHE SOUTH BEND SBL 550 | SOUTH BEND | 550 | STATIONARY | LHOC
EQP0004864 | 4295010002 | LATHE LEBLOND | HEN.WALKER | LEBLOND | STATIONARY | LHOC
EQP0004865 | 4295010003 | LATHE POWER MATIC | LOGAN ENGINEERI | 6560L00H | STATIONARY | LHOC
EQP0004866 | 4295010004 | ENDMILL | DAH LIH | JET HVM-1PFB | STATIONARY | LHOC
EQP0004867 | 4295010005 | ENDMILL | BRIDGEPORT | SERIES 1 STANDA | STATIONARY | LHOC
EQP0004868 | 4295030001 | WELDER, ELECTRIC | MILLER | SHOPMASTER 300 | STATIONARY | LHOC
EQP0004869 | 4295030002 | WELDER, DIESEL GENERATOR | MULTIQUIP | DCI-270SS1 | STATIONARY | LHOC
EQP0004870 | 4295050001 | RADIAL DRILL GEAR REDUCER | SUNLIKE | RD-750 | STATIONARY | LHOC
EQP0004871 | 4295050002 | DRILL PEDESTAL | CRAFTSMAN | T-1053 | STATIONARY | LHOC
EQP0004872 | 4295050003 | SHARPENER, DRILL BIT | DAREX CORPORATI | M-5 | STATIONARY | LHOC
EQP0004873 | 4295060001 | SAND BLASTER, CABINET | UNIVERSAL | 4836P-DC100 | STATIONARY | LHOC
EQP0004874 | 4295070001 | IRON WORKER HYDRAULIC | SCOTCHMAN | 4014T | STATIONARY | LHOC
EQP0004875 | 4295070002 | HAND BRAKE, METAL | BAILEIGH INDUST | BB-4814 | STATIONARY | LHOC
EQP0004876 | 4295080001 | PIPE CUTTER/THREADER | RIDGID TOOLS | 1224 | STATIONARY | LHOC
EQP0004877 | 4295090003 | HYD.PRESS, 55TON VEH. SHOP | OTC | PART #60361 | STATIONARY | LHOC